## Introduction
VERSION 1.2 (JULY 2014)
DERISKING RENEWABLE ENERGY INVESTMENT
LCOE FINANCIAL TOOL
|  | Country: |  | Tunisia
|  | Technology: |  | Solar PV
|  | Model updated as of: |  | 2014-10-17
|  | Model updated by: |  | UNDP Team
A. OVERVIEW
This financial tool supports the framework presented in UNDP's Derisking Renewable Energy Investment report to assist policymakers in selecting public instruments to promote
renewable energy investment. The financial tool calculates the levelised cost of electricity (LCOE) for a given country’s baseline energy mix and the LCOE of the targeted renewable
energy, before and after the introduction of public instruments.
Please go to UNDP's website to download the report, latest versions of this financial tool and other materials:
http://www.undp.org/DREI
B. TABLE OF CONTENTS
This financial tool is organised into the following nine sheets
| I. |  | Summary Outputs
| II. |  | Inputs, Baseline Energy Mix
| III. |  | Inputs, Renewable Energy
| IV. |  | LCOE, Baseline Energy Mix
| V. |  | LCOE, Renewable Energy - Generation
| VI. |  | LCOE, Renewable Energy - Grid Interconnection
| VII. |  | Summary Sensitivity Outputs
| VIII. |  | Report Table
| IX. |  | Additional Data
| X. |  | Supplementary Information
| XI. |  | User Notes
C. IMPORTANT GUIDANCE
The following modelling conventions are used throughout this tool:
Input cells
- Input cells require the user to enter numeric data or to select an option from a drop-down menu.
| - Input cells are formatted in blue font. An example of the format is as follows: |  |  |  | 0
- Sometimes input cells may be formatted in purple font. This signifies that default input data is inserted to act as a initial guide. Users are invited to input their own data.
Output cells
- An output cell consists of a pre-existing formula. Do NOT enter data into an output cell. If the formula is overwritten, this could compromise the financial tool.
- Output cells are formatted in black font.
Guidance comments
- The input sheets have a column with guidance comments. These comments provide explanatory notes, definitions and address common issues.
- The column with guidance comments is initially hidden from view. To view the comments click on the ungroup symbol (which appeas as a "+" sign) in the top right-hand corner of the sheet.
Checks
- Check cells will appear when there is an invalid entry of some sort. Check cells are formatted in red font. If it appears, the check cell provides guidance on how to rectify the invalid entry.
Protected sheets and cells
- In order to ensure that the tool maintains its functionality and formulae are not accidently deleted and/or comprimised, this tool is distributed with sheets and cells in 'protected' mode.
- To unprotect sheets and cells, go to review > unprotect sheet. The password to unprotect sheets is "energy".
- This introductory sheet may not be unprotected.
D. DISCLAIMER
This financial tool is for informational purposes only. UNDP is not responsible and does not accept any liability whatsoever for the accuracy of this financial tool or any data within it.
This financial tool does not represent an endorsement by UNDP of any activity or project.

## I. Summary Outputs
VERSION 1.2 (JULY 2014)
I. SUMMARY OUTPUTS
This sheet is organised into two sections.
A. Baseline Energy Mix
B. Renewable Energy
A. BASELINE ENERGY MIX
Baseline Energy Mix Technology
[6 empty] | Natural Gas | Coal | Hydro | Light Fuel Oil | Heavy Fuel Oil | Geothermal | Total
| Share of Generation Mix by Technology |  |  |  | % | 100% | 0% | 0% | 0% | 0% | 0% | 100%
| LCOE by Technology |  |  |  | EUR/kWh | 0.059508 | 0 | 0 | 0 | 0 | 0 | 0.059508
B. RENEWABLE ENERGY
GENERAL INPUTS
Renewable Energy
|  | Target Installed Capacity |  |  | MW | 736
Resources
|  |  | Renewable Energy Capacity Factor (%) |  | % | 21.78%
|  |  | Total Annual Energy Production for Target |  | MWh/year | 1404288
Investment
|  |  | Lifetime of Investment |  | years | 20
|  |  | Renewable Energy Investment Cost |  | EUR/MW | 1189781.0219
Country Inputs
|  |  | Effective Corporate Tax Rate |  | % | 30%
|  |  | Public Cost of Capital |  | % | 6%
CAPITAL STRUCTURE & FINANCING SUMMARY
Renewable Energy
[6 empty] | Pre-derisking |  | Post-derisking
Capital Structure
|  |  | Debt/Equity Split |  | % | 70%/30% |  | 72.5%/27.5%
|  | Cost of Equity |  |  | % | 15% |  | 12.75%
Cost of Debt
|  |  | Public Loans |  | % | NA |  | 4%
|  |  | Commercial Loans with Public Guarantees |  | % | NA |  | NA
|  |  | Commercial Loans without Public Guarantees |  | % | 6.5% |  | 5.624%
|  | Weighted Average Cost of Capital (Post tax) |  |  | % | 7.685% |  | 5.948%
Loan Tenor
|  |  | Public Loans |  | years | NA |  | 20
|  |  | Commercial Loans with Public Guarantees |  | years | NA |  | NA
|  |  | Commercial Loans without Public Guarantees |  | years | 10 |  | 11
LCOE AND INCREMENTAL COSTS
Renewable Energy
[6 empty] | Pre-derisking |  | Post-derisking
| LCOE - Renewable Energy |  |  |  | EUR/kWh | 0.098897 |  | 0.076615
|  | LCOE - Renewable Energy - Generation Component |  |  | EUR/kWh | 0.092667 |  | 0.071789
|  | LCOE - Renewable Energy - Grid Interconnection Component |  |  | EUR/kWh | 0.0062299 |  | 0.0048261
|  | LCOE - Renewable Energy - Balancing Cost Component |  |  | EUR/kWh | 0 |  | 0
| LCOE - Baseline Energy Mix |  |  |  | EUR/kWh | 0.059508 |  | 0.059508
|  | Incremental Cost of Renewable Energy vs Baseline |  |  | EUR/kWh | 0.03939 |  | 0.017108
|  |  | Annual Incremental Cost |  | EUR/year | 55314536.867 |  | 24024319.8316
|  |  | Present Value of Total Incremental Cost Over 20 Years |  | EUR | 634453380.1062 |  | 275557055.7984
|  | Incremental Cost of Renewable Energy vs. Baseline - Pre vs. Post Derisking |  |  | EUR/kWh |  |  | -0.022282
|  |  | Annual Savings Due to Derisking |  | EUR/year |  |  | -31290217.0354
|  |  | Present Value of Total Savings Due to Derisking Over 20 Years |  | EUR |  |  | -358896324.3078
OVERVIEW OF FINANCING
Renewable Energy
[6 empty] | Pre-derisking |  | Post-derisking
| Total Investment in Renewable Energy to Meet Target |  |  |  | EUR | 934558832.1168 |  | 934558832.1168
|  | Investment in Renewable Energy Generation |  |  | EUR | 875678832.1168 |  | 875678832.1168
|  | Investment in Renewable Energy Grid Interconnection |  |  | EUR | 58880000 |  | 58880000
| Equity Financing, Total |  |  |  | EUR | 280367649.635 |  | 257003678.8321
0
Debt
Breakdown of debt products
|  |  | Public Loans |  | EUR | 0 |  | 338777576.6423
|  |  | Commercial Loans with Public Guarantees |  | EUR | 0 |  | 0
|  |  | Commercial Loans without Public Guarantees |  | EUR | 654191182.4818 |  | 338777576.6423
| Debt Financing, Total |  |  |  | EUR | 654191182.4818 |  | 677555153.2847
COST OF PUBLIC INSTRUMENTS
Renewable Energy
[6 empty] | Pre-derisking |  | Post-derisking
Policy Derisking Instruments
Present Value of:
|  |  | Power Market Risk Instruments |  | EUR | 776064.3806 |  | 2210882.3818
|  |  | Permits Risk Instruments |  | EUR | 0 |  | 415920.2608
|  |  | Social Acceptance Risk Instruments |  | EUR | 0 |  | 512814.1924
|  |  | Resource & Technology Risk Instruments |  | EUR | 0 |  | 412157.922
|  |  | Grid/Transmission Risk Instruments |  | EUR | 0 |  | 419270.0489
|  |  | Counterparty Risk Instruments |  | EUR | 0 |  | 186150.8422
|  |  | Financial Sector Risk Instruments |  | EUR | 0 |  | 231584.4245
|  | Total Public Cost of Policy Derisking Instruments |  |  | EUR | 776064.3806 |  | 4388780.0728
Financial Derisking Instruments
Present Value of
|  |  | Grid/Transmission Risk Instruments |  | EUR | 0 |  | 11641969.258
|  |  | Counterparty Risk Instruments |  | EUR | 0 |  | 0
Financial Sector Risk Instruments
|  |  |  | Public Loans | EUR | 0 |  | 96793593.3264
|  |  |  | Public Guarantees for Commercial Loans | EUR | 0 |  | 0
|  |  | Political Risk Instruments |  | EUR | 0 |  | 0
|  |  | Currency/Macro Risk Instruments |  | EUR | 0 |  | 32154938.7004
|  | Total Public Cost of Financial Derisking Instruments |  |  | EUR | 0 |  | 140590501.2849
Direct Financial Incentives
|  | Present Value of FIT/PPA Price Premium Over 20 years |  |  | EUR | 634453380.1062 |  | 275557055.7984
PERFORMANCE METRICS
Renewable Energy
[6 empty] | Pre-derisking |  | Post-derisking
METRIC 1 - INVESTMENT LEVERAGE RATIO
|  |  | Multiple |  |  | 1.4712 |  | 2.2223
|  |  | Investment in Renewable Energy |  | EUR | 934558832.1168 |  | 934558832.1168
|  |  | Present Value of FIT/PPA Price Premium Over 20 years |  | EUR | 634453380.1062 |  | 275557055.7984
|  |  | Financial Derisking Costs |  | EUR | 0 |  | 140590501.2849
|  |  | Policy Derisking Costs |  | EUR | 776064.3806 |  | 4388780.0728
METRIC 2 - SAVINGS LEVERAGE RATIO
|  |  | Multiple |  |  |  |  | 2.4755
|  |  | Financial Derisking Costs |  | EUR | 0 |  | 140590501.2849
|  |  | Policy Derisking Costs |  | EUR | 776064.3806 |  | 4388780.0728
|  |  | Present Value of Total Incremental Cost Over 20 Years |  | EUR | 634453380.1062 |  | 275557055.7984
|  |  | Present Value of Total Savings Due to Derisking Over 20 Years |  | EUR |  |  | 358896324.3078
METRIC 3 - END-USER AFFORDABILITY
|  |  | Renewable Energy LCOE |  | EUR/kWh | 0.098897 |  | 0.076615
|  |  | % Change in Renewable Energy LCOE |  | % |  |  | -22.53%
|  |  | Baseline Energy Mix LCOE |  | EUR/kWh | 0.059508 |  | 0.059508
|  |  | Incremental Cost |  | EUR/kWh | 0.03939 |  | 0.017108
METRIC 4 - CARBON ABATEMENT
|  |  |  | Abatement Costs due to Incremental Costs | EUR/tCO2e | 50.4238 |  | 21.9002
|  |  |  | Abatement Costs due to Financial Derisking Costs | EUR/tCO2e | 0 |  | 11.1736
|  |  |  | Abatement Costs due to Policy Derisking Costs | EUR/tCO2e | 0.061678 |  | 0.3488
|  |  | Total Carbon Abatement Costs per t/CO2e |  | EUR/tCO2e | 50.4855 |  | 33.4225
|  |  | % Change in Abatement Costs per t/CO2e |  | % |  |  | -33.8%
|  |  | Emission Reductions Over 20 Years |  | Mt CO2e | 12.5824 |  | 12.5824

## II. Inputs, Baseline Energy Mix
VERSION 1.2 (JULY 2014)
II. INPUTS, BASELINE ENERGY MIX
| This sheet is organised into four sections. | [14 empty] | Guidance:
|  | A. General Inputs, Baseline Energy Mix | [13 empty] | (click above to ungroup)
|  | B. Stage 1: Risk Environment | [13 empty] | ---->
C. Stage 2: Public Instruments
D. Stage 3: LCOE
A. GENERAL INPUTS, BASELINE ENERGY MIX
Technology
[8 empty] | Natural Gas | Coal | Hydro | Light Fuel Oil | Heavy Fuel Oil | Geothermal | Total | Check
|  | Generation Mix |  |  |  | % |  | 100% | 0% | 0% | 0% | 0% | 0% | 100% |  | See note: | Sum of all technologies must equal 100%
|  | Plant Size |  |  |  | MW |  | 1 | 1 | 1 | 1 | 1 | 1 |  |  | See note: | Baseline model assumes 1MW plant size for each applicable
|  | Investment Cost |  |  |  | EUR/MW |  | 664233.5766 | 0 | 0 | 0 | 0 | 0 |  |  |  | technology.
|  | Lifetime of Investment |  |  |  | years |  | 25 | 0 | 0 | 0 | 0 | 0
|  | Effective Tax Rate |  |  |  | % |  | 30% | 0% | 0% | 0% | 0% | 0%
|  | Grid Emission Factor |  |  |  | tCO2e/MWh | [7 empty] | 0.448
B. STAGE 1: RISK ENVIRONMENT
CAPITAL STRUCTURE & FINANCING INPUTS
Technology
[8 empty] | Natural Gas | Coal | Hydro | Light Fuel Oil | Heavy Fuel Oil | Geothermal
Capital Structure
|  |  | % Equity |  |  | % |  | 25% | 0% | 0% | 0% | 0% | 0%
|  |  | % Debt |  |  | % |  | 75% | 0% | 0% | 0% | 0% | 0%
Share of Debt Financing by Product
[5 empty] | Public Loans |  |  | 0% | 0% | 0% | 0% | 0% | 0%
[5 empty] | Commercial Loans with Public Guarantees |  |  | 0% | 0% | 0% | 0% | 0% | 0%
[5 empty] | Commercial Loans without Public Guarantees |  |  | 100% | 0% | 0% | 0% | 0% | 0%
Cost of Capital
|  |  | Cost of Equity |  |  | % |  | 12.75% | 0% | 0% | 0% | 0% | 0%
Cost of Debt
|  |  |  | Public Loans |  | % |  | 0% | NA | NA | NA | NA | NA
|  |  |  | Commercial Loans with Public Guarantees |  | % |  | 0% | NA | NA | NA | NA | NA
|  |  |  | Commercial Loans without Public Guarantees |  | % |  | 5.525% | 0% | 0% | 0% | 0% | 0%
Loan Tenor
|  |  | Public Loans |  |  | years |  | 0 | 0 | 0 | 0 | 0 | 0
|  |  | Commercial Loans with Public Guarantees |  |  | years |  | 0 | 0 | 0 | 0 | 0 | 0
|  |  | Commercial Loans without Public Guarantees |  |  | years |  | 12.5 | 0 | 0 | 0 | 0 | 0 |  |  | See note: | Please input loan tenor assumptions in whole numbers.
Front End Fees
|  |  | Public Loans |  |  | bps |  | 0 | 0 | 0 | 0 | 0 | 0
|  |  | Commercial Loans with Public Guarantees |  |  | bps |  | 0 | 0 | 0 | 0 | 0 | 0
|  |  | Commercial Loans without Public Guarantees |  |  | bps |  | 0 | 0 | 0 | 0 | 0 | 0
C. STAGE 2: PUBLIC INSTRUMENTS
FINANCIAL DERISKING INSTRUMENTS, SELECTION & COSTING
Technology
[8 empty] | Natural Gas | Coal | Hydro | Light Fuel Oil | Heavy Fuel Oil | Geothermal
INSTRUMENT SELECTION
|  |  | Public Loans |  |  |  |  | N | N | N | N | N | N
|  |  |  | Public Loans as Share of Total Debt Financing |  | % |  | 0% | 0% | 0% | 0% | 0% | 0%
|  |  | Public Guarantees |  |  |  |  | N | N | N | N | N | N
|  |  |  | Commercial Loans with Public Guarantees as Share of Total Debt Financing |  | % |  | 0% | 0% | 0% | 0% | 0% | 0%
|  |  | Political Risk Insurance (PRI) for Equity Providers |  |  |  |  | N | N | N | N | N | N
INSTRUMENT COSTING
Public Loans
|  |  |  | Annual Interest Rate, Public Loans |  | % |  | 0% | 0% | 0% | 0% | 0% | 0%
|  |  |  | Loan Tenor |  | years |  | 0 | 0 | 0 | 0 | 0 | 0 |  |  | See note: | Please input loan tenor assumptions in whole numbers.
|  |  |  | Front-end Fee |  | bps |  | 0 | 0 | 0 | 0 | 0 | 0
|  |  | Public Guarantees |  |  |  |  | N | N | N | N | N | N
|  |  |  | Annual Interest Rate, Commercial Loans with Public Guarantees |  | % |  | 0% | 0% | 0% | 0% | 0% | 0%
|  |  |  | Loan Tenor, Commercial Loans |  | years |  | 0 | 0 | 0 | 0 | 0 | 0 |  |  | See note: | Please input loan tenor assumptions in whole numbers.
|  |  |  | Front-end Fee, Commercial Loans |  | bps |  | 0 | 0 | 0 | 0 | 0 | 0
|  |  |  | Guarantee Coverage, as a % of Commercial Loan Value |  | % |  | 0% | 0% | 0% | 0% | 0% | 0%
|  |  |  | Term of Public Guarantee Coverage |  | years |  | 0 | 0 | 0 | 0 | 0 | 0
|  |  |  | Front-end Fee, Public Guarantee |  | bps |  | 0 | 0 | 0 | 0 | 0 | 0
|  |  |  | Annual Public Guarantee Fee |  | bps |  | 0 | 0 | 0 | 0 | 0 | 0 |  |  | See note: | Model assumes guarantee fees are paid annually.
Political Risk Insurance (PRI) for Equity Providers
|  |  |  | PRI Coverage, as a % of Total Equity Investment |  | % |  | 0% | 0% | 0% | 0% | 0% | 0%
|  |  |  | Term of Political Risk Insurance |  | years |  | 0 | 0 | 0 | 0 | 0 | 0
|  |  |  | Front-end Fee |  | bps |  | 0 | 0 | 0 | 0 | 0 | 0
|  |  |  | Annual Political Risk Insurance Premium |  | bps |  | 0 | 0 | 0 | 0 | 0 | 0
C. STAGE 3: LCOE
TECHNOLOGY & OPERATIONAL INPUTS
Technology
|  | Technology Inputs | [5 empty] | Natural Gas | Coal | Hydro | Light Fuel Oil | Heavy Fuel Oil | Geothermal
|  |  | System Efficiencies |  |  | % |  | 52.7% | 0% | 0% | 0% | 0% | 0%
|  |  | Full Load Hours |  |  | hours/annum |  | 7000 | 0 | 0 | 0 | 0 | 0
|  |  | Load Factor |  |  | % |  | 79.91% | 0% | 0% | 0% | 0% | 0%
Fuel Cost
|  |  | Calculation Methodology |  |  |  |  | Manual Entry | Model Default | Model Default | Model Default | Model Default | Model Default |  |  | See note: | Please select one of four calculation methodolologies from the dropdown menu
|  |  |  | User-Defined, Annually Adjusted (% change yoy) | [12 empty] | Model Default: uses default data pulled from Sheet VI. Additional Data
[5 empty] | Fuel Cost, Starting Price | EUR/MWh |  | 0 | 0 | 0 | 0 | 0 | 0 |  |  |  | User-Defined, Annually Adjusted: is inputted by the user in this sheet
[5 empty] | Fuel Cost, Annual Increase | % |  | 0% | 0% | 0% | 0% | 0% | 0% |  |  |  | User-Defined, Linear Function: is inputted by the user in this sheet
|  |  |  | User-Defined, Linear Function (y = ax + b) | [12 empty] | Manual Entry: is inputted by the user in Sheet VI. Additional Data
[5 empty] | a (increase per annum) | EUR/MWh |  | 0 | 0 | 0 | 0 | 0 | 0
[5 empty] | b | EUR |  | 0 | 0 | 0 | 0 | 0 | 0
Operations & Maintenance Expense (excl. fuel)
|  |  | Operations & Maintenance Expense, Year 1 |  |  | EUR/MW |  | 25620.438 | 0 | 0 | 0 | 0 | 0
|  |  | Operations & Maintenance Expense, Annual Increase |  |  | % |  | 0% | 0% | 0% | 0% | 0% | 0%
Depreciation Allocation
|  |  | Straight Line (over the Life Span of Each Investment) |  |  | % |  | 100% | 100% | 100% | 100% | 100% | 100%
|  |  | Non-depreciable |  |  | % |  | 0% | 0% | 0% | 0% | 0% | 0%
Check ->

## III. Inputs, Renewable Energy
VERSION 1.2 (JULY 2014)
III. INPUTS, RENEWABLE ENERGY
| This sheet is organised into four sections. | [16 empty] | Guidance:
|  | A. General Inputs, Renewable Energy | [15 empty] | (click above to ungroup)
|  | B. Stage 1: Risk Environment | [15 empty] | ---->
C. Stage 2: Public Instruments
D. Stage 3: LCOE
A. GENERAL INPUTS, RENEWABLE ENERGY
Renewable Energy
| Target Installed Capacity | [7 empty] | MW |  |  |  | 736
| Investment Cost | [7 empty] | EUR/MW |  |  |  | 1189781.0219
| Lifetime of Investment | [7 empty] | years |  |  |  | 20
| Effective Tax Rate | [7 empty] | % |  |  |  | 30%
| Public Cost of Capital | [7 empty] | % |  |  |  | 6%
| Exchange Rate (1 EUR: 1 USD) | [7 empty] | USD |  |  |  | 1.37
B. STAGE 1: RISK ENVIRONMENT
CAPITAL STRUCTURE & FINANCING INPUTS
[11 empty] | Pre-derisking |  |  | Post-derisking
Capital Structure
|  |  | % Equity | [5 empty] | % |  | 30% |  |  | 27.5%
|  |  | % Debt | [5 empty] | % |  | 70% |  |  | 72.5%
|  |  |  | Share of Debt Financing | [5 empty] | Check->
[5 empty] | Public Loans |  |  |  | % |  | NA |  |  | 50%
[5 empty] | Commercial Loans with Public Guarantees |  |  |  | % |  | NA |  |  | NA
[5 empty] | Commercial Loans without Public Guarantees |  |  |  | % |  | 100% |  |  | 50%
Cost of Capital
|  |  | Cost of Equity | [5 empty] | % |  | 15% |  |  | 12.75%
Cost of Debt
|  |  |  | Public Loans |  |  |  |  | % |  | NA |  |  | 4%
|  |  |  | Commercial Loans with Public Guarantees |  |  |  |  | % |  | NA |  |  | NA
|  |  |  | Commercial Loans without Public Guarantees |  |  |  |  | % |  | 6.5% |  |  | 5.624%
[10 empty] | Check-> | Input commercial rate above |  |  | Input commercial loan rate in pre-derisking
Loan Tenor
|  |  | Public Loans | [5 empty] | years |  | NA |  |  | 20
|  |  | Commercial Loans with Public Guarantees | [5 empty] | years |  | NA |  |  | NA
|  |  | Commercial Loans without Public Guarantees | [5 empty] | years |  | 10 |  |  | 11 |  |  |  | See note: | Please input loan tenor assumptions in whole numbers.
Front End Fees
|  |  | Public Loans | [5 empty] | bps |  | NA |  |  | 0
|  |  | Commercial Loans with Public Guarantees | [5 empty] | bps |  | NA |  |  | NA
|  |  | Commercial Loans without Public Guarantees | [5 empty] | bps |  | 0 |  |  | 0
POST-DERISKING INPUT METHOD
Post-derisking
|  | Input method for Post-derisking Financing Assumptions | [15 empty] | See note: | Please select method to calculate the post-derisking cost of financing
|  |  | Cost of Equity | [10 empty] | Risk Waterfall |  |  |  |  | Risk Waterfall: if selected, please input data into the risk waterfall module
|  |  | Cost of Debt: Public Loans | [10 empty] | Manual Entry |  |  |  |  | Manual Entry: if selected, please input the cost of financing directly below
|  |  | Cost of Debt: Commercial Loans with Public Guarantees | [10 empty] | Risk Waterfall
|  |  | Cost of Debt: Commercial Loans without Public Guarantees | [10 empty] | Risk Waterfall
Manual Entry Method, Financing Assumptions
Cost of Capital
|  |  |  | Cost of Equity |  |  |  |  | % |  |  |  |  | 0%
Cost of Debt
[5 empty] | Public loans |  |  |  | % |  |  |  |  | 4%
[5 empty] | Commercial loans with Public Guarantees |  |  |  | % |  |  |  |  | 0%
[5 empty] | Commercial loans without Public Guarantees |  |  |  | % |  |  |  |  | 0%
RISK WATERFALL
[10 empty] | Pre-derisking |  |  |  | Post-derisking
[10 empty] | Cost of Equity & Cost of Debt |  |  |  | Cost of Equity & Cost of Debt
|  |  | Cost of Capital | [6 empty] | Equity | Public Loan | Commercial Loan with Guarantees | Commercial Loan w/out Guarantees | Equity | Public Loan | Commercial Loan with Guarantees | Commercial Loan w/out Guarantees
|  |  | Model Country | [5 empty] | % | 15% | NA | NA | 6.5% | 12.75% | NA | NA | 5.624%
|  |  | Best-in-Class Country | [5 empty] | % | 8% | 0% | 0% | 4% | 8% | 0% | 0% | 4%
|  |  | Difference | [5 empty] | % | 7% | NA | NA | 2.5% | 4.748% | NA | NA | 1.624%
[10 empty] | Pre-derisking |  |  |  | Post-derisking
[10 empty] | Cost of Equity & Cost of Debt |  |  |  | Cost of Equity & Cost of Debt
|  |  | Incremental Risk Apportioning to Cost of Equity and Cost of Debt | [6 empty] | Equity | Public Loan | Commercial Loan with Guarantees | Commercial Loan w/out Guarantees | Equity | Public Loan | Commercial Loan with Guarantees | Commercial Loan w/out Guarantees
|  |  | Power Market Risk | [5 empty] | % | 1.375% | 0% | 0% | 0.5804% | 0.8593% | 0% | 0% | 0.3628% | See note: | If a risk category is not applicable or not relevant, please denote by
|  |  | Permits Risk | [5 empty] | % | 0.3382% | NA | NA | NA | 0.2536% | NA | NA | NA |  | putting NA in the appropriate cell.
|  |  | Social Acceptance Risk | [5 empty] | % | 0.2282% | 0% | 0% | 0.09633% | 0.1711% | 0% | 0% | 0.07225%
|  |  | Resource & Technology Risk | [5 empty] | % | 0.3672% | 0% | 0% | 0.155% | 0.3213% | 0% | 0% | 0.1356%
|  |  | Grid/Transmission Risk | [5 empty] | % | 1.04% | 0% | 0% | 0.4393% | 0.5202% | 0% | 0% | 0.2196%
|  |  | Counterparty Risk | [5 empty] | % | 0.9355% | 0% | 0% | 0.3949% | 0.4678% | 0% | 0% | 0.1975%
|  |  | Financial Sector Risk | [5 empty] | % | 0.74% | NA | NA | NA | 0.6475% | NA | NA | NA
|  |  | Political Risk | [5 empty] | % | 1.04% | 0% | 0% | 0.4389% | 1.04% | 0% | 0% | 0.4389%
|  |  | Currency/Macro Risk | [5 empty] | % | 0.9359% | 0% | 0% | 0.3951% | 0.468% | 0% | 0% | 0.1976%
|  |  | Total | [6 empty] | 7% | NA | NA | 2.5% | 4.748% | 0% | 0% | 1.624%
[9 empty] | Check -> | [8 empty] | See note: | If "incorrect apportioning" appears, the values inputed for risk apportioning do not equal the delta b/w the modelling country and best in class country
C. STAGE 2: PUBLIC INSTRUMENTS
INSTRUMENT SELECTION
POLICY DERISKING INSTRUMENTS
Instrument Selection (Y/ N)
|  |  | Risk Category |  |  | Instrument Description |  |  |  |  | Pre-derisking |  |  | Post-derisking
|  |  | Power Market Risk |  |  | Long term targets; regulatory framework; standardised PPA; independent regulator |  |  |  |  | Y |  |  | Y
|  |  | Permits Risk |  |  | Streamlined process for permits; Establish a dedicated one-stop shop for RE permits; contract enforcement and recourse mechanisms |  |  |  |  | N |  |  | Y
|  |  | Social Acceptance Risk |  |  | Awareness-raising campaigns targeting communities and end-users; pilot models for community involvement at project sites |  |  |  |  | N |  |  | Y
|  |  | Resource & Technology Risk |  |  | Resource assessment; Technology and O&M assistance |  |  |  |  | N |  |  | Y
|  |  | Grid/Transmission Risk |  |  | Grid code; grid management studies |  |  |  |  | N |  |  | Y
|  |  | Counterparty Risk |  |  | Strengthening utility's management & operational performance for existing operations |  |  |  |  | N |  |  | Y
|  |  | Financial Sector Risk |  |  | Financial sector reform; strengthening investors' familiarity and assessment capacity for renewable energy |  |  |  |  | N |  |  | Y
FINANCIAL DERISKING INSTRUMENTS
Instrument Selection (Y/N)
|  |  | Risk Category |  |  | Instrument Description |  |  |  |  | Pre-derisking |  |  | Post-derisking
|  |  | Grid/Transmission Risk |  |  | Take or Pay Clause in PPA |  |  |  |  | N |  |  | Y
|  |  | Counterparty Risk |  |  | Government Guarantee for PPA |  |  |  |  | N |  |  | Y
|  |  | Financial Sector Risk |  |  | Public Loans |  |  |  |  | N |  |  | Y
[7 empty] | Share of Public Loans to Total Debt Financing |  |  |  | 0% |  |  | 50%
|  |  | Financial Sector Risk |  |  | Public Guarantees to Commercial Loans |  |  |  |  | N |  |  | N
[7 empty] | Share of Commercial Loans with Public Guarantees to Total Debt Financing |  |  |  | 0% |  |  | 0%
|  |  | Political Risk |  |  | Political Risk Insurance for Equity Investment |  |  |  |  | N |  |  | N
|  |  | Currency/Macro Risk |  |  | Partial Indexing |  |  |  |  | N |  |  | Y
INSTRUMENT EFFECTIVENESS & IMPACT
POLICY DERISKING INSTRUMENTS
[11 empty] | Instrument Effectiveness |  |  | Instrument Impact on Cost of Equity & Cost of Debt
|  |  | Risk Category |  |  | Instrument Description |  |  |  |  | On Cost of Equity | On Cost of Debt | Time Effect Discount | Equity | Public Loan | Commercial Loan with Guarantees | Commercial Loan w/out Guarantees
|  |  | Power Market Risk |  |  | Long term targets; regulatory framework; standardised PPA; independent regulator |  |  |  |  | 75% | 75% | 50% | -0.5156% | 0% | 0% | -0.2177%
|  |  | Permits Risk |  |  | Streamlined process for permits; Establish a dedicated one-stop shop for RE permits; contract enforcement and recourse mechanisms |  |  |  |  | 50% | 50% | 50% | -0.08454% | 0% | 0% | 0%
|  |  | Social Acceptance Risk |  |  | Awareness-raising campaigns targeting communities and end-users; pilot models for community involvement at project sites |  |  |  |  | 50% | 50% | 50% | -0.05704% | 0% | 0% | -0.02408%
|  |  | Resource & Technology Risk |  |  | Resource assessment; Technology and O&M assistance |  |  |  |  | 25% | 25% | 50% | -0.0459% | 0% | 0% | -0.01938%
|  |  | Grid/Transmission Risk |  |  | Grid code; grid management studies |  |  |  |  | 50% | 50% | 50% | -0.2601% | 0% | 0% | -0.1098%
|  |  | Counterparty Risk |  |  | Strengthening utility's management & operational performance for existing operations |  |  |  |  | 50% | 50% | 50% | -0.2339% | 0% | 0% | -0.09874%
|  |  | Financial Sector Risk |  |  | Financial sector reform; strengthening investors' familiarity and assessment capacity for renewable energy |  |  |  |  | 25% | 25% | 50% | -0.0925% | 0% | 0% | 0%
|  |  | Total Impact | [10 empty] | -1.29% | 0% | 0% | -0.4697%
FINANCIAL DERISKING INSTRUMENTS
[11 empty] | Instrument Effectiveness |  |  | Instrument Impact on Cost of Equity & Cost of Debt
|  |  | Risk Category |  |  | Instrument Description |  |  |  |  | On Cost of Equity | On Cost of Debt | Time Effect Discount | Equity | Public Loan | Commercial Loan with Guarantees | Commercial Loan w/out Guarantees
|  |  | Grid/Transmission Risk |  |  | Take or Pay Clause in PPA |  |  |  |  | 25% | 25% | 0% | -0.2601% | 0% | 0% | -0.1098%
|  |  | Counterparty Risk |  |  | Government Guarantee for PPA |  |  |  |  | 25% | 25% | 0% | -0.2339% | 0% | 0% | -0.09874%
|  |  | Financial Sector Risk |  |  | Public Loans |  |  |  |  | 0% | 0% | 0% | 0% | 0% | 0% | 0%
|  |  | Financial Sector Risk |  |  | Public Guarantees to Commercial Loans |  |  |  |  | 0% | 0% | 0% | 0% | 0% | 0% | 0%
|  |  | Political Risk |  |  | Political Risk Insurance for Equity Investment |  |  |  |  | 0% | 0% | 0% | 0% | 0% | 0% | 0%
|  |  | Currency/Macro Risk |  |  | Partial Indexing |  |  |  |  | 50% | 50% | 0% | -0.468% | 0% | 0% | -0.1976%
|  |  | Total Impact | [10 empty] | -0.962% | 0% | 0% | -0.4061%
[10 empty] | Check-> | [7 empty] | See note: | Grid/Transmission, Counteryparty and Financial Sector Risk has multiple instruments. The sum of the efffectiveness percentages cannot exceed 100%
INSTRUMENT COSTING
|  | POLICY DERISKING INSTRUMENTS (COST TO PUBLIC SECTOR) | [7 empty] | Pre-derisking |  |  |  | Post-derisking
[10 empty] | Lump Sum Method | Annual Cost Method |  |  | Lump Sum Method | Annual Cost Method
|  |  | Risk Category |  |  | Instrument Description |  |  | Costing Method | Cost of Instrument | Annual Cost | Duration (in years) | PV @ Public Cost of Capital | Cost of Instrument | Annual Cost | Duration (in years) | PV @ Public Cost of Capital | See note: | Please select costing method for each policy instrument and input cost assumptions.
|  |  | Power Market Risk |  |  | Long term targets; regulatory framework; standardised PPA; independent regulator |  |  | Lump Sum | 776064.3806 | 0 | 0 | 0 | 2210882.3818 | 0 | 0 | 0 |  | Lump Sum: The user inputs the total cost of a policy derisking instrument for the full implementation period, discounted to today
|  |  | Permits Risk |  |  | Streamlined process for permits; Establish a dedicated one-stop shop for RE permits; contract enforcement and recourse mechanisms |  |  | Lump Sum | 0 | 0 | 0 | 0 | 415920.2608 | 0 | 0 | 0 |  | Annual Cost: This is an automated calculation. The user inputs the annual cost of a policy derisking instrument, the number of years for implementation, and
|  |  | Social Acceptance Risk |  |  | Awareness-raising campaigns targeting communities and end-users; pilot models for community involvement at project sites |  |  | Lump Sum | 0 | 0 | 0 | 0 | 512814.1924 | 0 | 0 | 0 |  | the public discount rate.
|  |  | Resource & Technology Risk |  |  | Resource assessment; Technology and O&M assistance |  |  | Lump Sum | 0 | 0 | 0 | 0 | 412157.922 | 0 | 0 | 0
|  |  | Grid/Transmission Risk |  |  | Grid code; grid management studies |  |  | Lump Sum | 0 | 0 | 0 | 0 | 419270.0489 | 0 | 0 | 0
|  |  | Counterparty Risk |  |  | Strengthening utility's management & operational performance for existing operations |  |  | Lump Sum | 0 | 0 | 0 | 0 | 186150.8422 | 0 | 0 | 0
|  |  | Financial Sector Risk |  |  | Financial sector reform; strengthening investors' familiarity and assessment capacity for renewable energy |  |  | Lump Sum | 0 | 0 | 0 | 0 | 231584.4245 | 0 | 0 | 0
|  |  | Total Cost | [6 empty] | 776064.3806 |  |  | 0 | 4388780.0728 |  |  | 0
|  | FINANCIAL DERISKING INSTRUMENTS - WITHOUT RESERVES (COST TO PUBLIC SECTOR) | [7 empty] | Pre-derisking |  |  |  | Post-derisking
[10 empty] | Lump Sum Method | Annual Cost Method |  |  | Lump Sum Method | Annual Cost Method
|  |  | Risk Category |  |  | Instrument Description |  |  | Costing Method | Cost of Instrument | Annual Cost | Duration (in years) | PV @ Public Cost of Capital | Cost of Instrument | Annual Cost | Duration (in years) | PV @ Public Cost of Capital
|  |  | Grid/Transmission Risk |  |  | Take or Pay Clause in PPA |  |  | Lump Sum | 0 | 0 | 0 | 0 | 11641969.258 | 0 | 0 | 0
|  |  | Counterparty Risk |  |  | Government Guarantee for PPA |  |  | Lump Sum | 0 | 0 | 0 | 0 | 0 | 0 | 0 | 0
|  |  | Currency/Macro Risk |  |  | Partial Indexing |  |  | Lump Sum | 0 | 0 | 0 | 0 | 32154938.7004 | 0 | 0 | 0
FINANCIAL DERISKING INSTRUMENTS - WITH RESERVES (COST TO PROJECT SPONSOR)
|  |  | Risk Category |  |  | Instrument Description |  |  |  |  | Pre-derisking |  |  | Post-derisking
|  |  | Financial Sector Risk |  |  | Public Loans
[7 empty] | Annual Interest Rate, Public Loans |  | % |  | 0% |  |  | 4%
[7 empty] | Loan Tenor |  | years |  | 0 |  |  | 20 |  |  |  | See note: | Please input loan tenor assumptions in whole numbers.
[7 empty] | Front-end Fee |  | bps |  | 0 |  |  | 0
|  |  | Financial Sector Risk |  |  | Public Guarantees to Commercial Loans
[7 empty] | Annual Interest Rate, Commercial Loans |  | % |  | 0% |  |  | NA
[7 empty] | Loan Tenor |  | years |  | 0 |  |  | 0 |  |  |  | See note: | Please input loan tenor assumptions in whole numbers.
[7 empty] | Front-end Fee, Commercial Loans |  | bps |  | 0 |  |  | 0
[7 empty] | Guarantee coverage, as a % of Commercial Loan Value |  | % |  | 0% |  |  | 0%
[8 empty] | Term of Public Guarantee | years |  | 0 |  |  | 0 |  |  |  | See note: | Guarantee term is set equal to the tenor of the underlying
[8 empty] | Front-end Fee, Public Guarantee | bps |  | 0 |  |  | 0 |  |  |  |  | commercial loan.
[8 empty] | Annual Guarantee Fee | bps |  | 0 |  |  | 0
|  |  | Political Risk |  |  | Political Risk Insurance for Equity Investment
[7 empty] | PRI Coverage, as a % of Total Equity Investment |  |  |  | 0% |  |  | 0%
[7 empty] | Term of Political Risk Insurance |  | years |  | 0 |  |  | 0
[7 empty] | Front-end Fee |  | bps |  | 0 |  |  | 0
[7 empty] | Annual Political Risk Insurance Premium |  | bps |  | 0 |  |  | 0
FINANCIAL DERISKING INSTRUMENTS - WITH RESERVES (COST TO PUBLIC SECTOR)
|  |  | Risk Category |  |  | Financial Instrument Reserve Allocation | [6 empty] | Renewable Energy
|  |  | Financial Sector Risk |  |  | Public Loans
[8 empty] | Public Cost Reserve Allocation for Public Loans, as a % of Total Value | % |  |  |  | 100%
|  |  | Financial Sector Risk |  |  | Public Guarantees
[8 empty] | Public Cost Reserve Allocation for Public Guarantees, as a % of Total Value | % |  |  |  | 50%
|  |  | Political Risk |  |  | Political Risk Insurance for Equity Investmnet
[8 empty] | Public Cost Reserve allocation for Political Risk Insurance, as a % of Total Value | % |  |  |  | 10%
|  |  | Public Cost Leverage Inputs | [14 empty] | See note: | Paid-in-capital multiplier refers to the ability of multilateral development banks
|  |  |  | Use of Paid-in Capital Leverage Multiplier | [8 empty] | Yes | [5 empty] | to leverage paid-in capital on the international bond markets.
|  |  |  | Paid-in Capital Leverage Multiplier |  |  |  |  | Multiple |  |  |  | 3.5 |  |  |  |  | See note: | If multiplier is not used, please assign 1
D. STAGE 3: LCOE
GENERATION COSTS - RESOURCE INPUTS
Renewable Energy
|  |  | Full Load Hours | [5 empty] | hours/year |  |  |  | 1908
|  |  | Load Factor | [5 empty] | % |  |  |  | 21.78%
|  |  | Availability | [5 empty] | % |  |  |  | 100%
GENERATION COSTS - OPERATIONAL INPUTS
[11 empty] | Pre-derisking |  |  | Post-derisking
|  |  | Operations & Maintenance Calculation Method | [7 empty] | User-defined, inflation adjusted |  |  | User-defined, inflation adjusted
User-defined, inflation adjusted
[5 empty] | Operations & Maintenance Expense, year 1 |  |  |  | EUR |  | 18248.1752 |  |  | 18248.1752
[5 empty] | Operations & Maintenance Expense, annual increase |  |  |  | % |  | 2% |  |  | 2%
Depreciation Allocation
|  |  |  | Straight Line |  |  |  |  | % |  | 95% |  |  | 95%
|  |  |  | Non-depreciable |  |  |  |  | % |  | 5% |  |  | 5% |  |  |  | See note: | Default value for non-depreciable is set to 5% to reflect land
Check
GRID INTERCONNECTION COSTS
Renewable Energy
2628
|  |  | Cost per Km of Individual Transmission Line | [5 empty] | EUR |  |  |  | 150000
|  |  | Voltage of Transmission Line | [5 empty] | kV |  |  |  | 90 kV
|  |  | Typical length of Transmission Line | [5 empty] | Km |  |  |  | 10
|  |  | Number of Transmission Lines (Redundancy) | [5 empty] | # |  |  |  | 2
|  |  | Cost per Sub Station | [5 empty] | EUR |  |  |  | 3000000
|  |  | Typical size of RE Plant | [5 empty] | MW |  |  |  | 75
Cost per Sub Station
Renewable Energy
|  |  | Total Cost of Tranmission Lines to Meet Target Installed Capacity | [5 empty] | EUR |  |  |  | 29440000
|  |  | Total Cost of Sub-Stations to Meet Target Installed Capacity | [5 empty] | EUR |  |  |  | 29440000
|  |  | Total Grid Interconnection Costs | [5 empty] | EUR |  |  |  | 58880000

## IV. LCOE, Baseline Energy Mix
VERSION 1.2 (JULY 2014)
IV. LCOE, BASELINE ENERGY MIX
This sheet is organised into three sections.
A. LCOE Models by Baseline Technology
B. Financing, Supporting Calculations
C. Depreciation, Supporting Calculations
A. LCOE MODELS BY BASELINE TECHNOLOGY
| Year |  |  |  |  | 0 | 1 | 2 | 3 | 4 | 5 | 6 | 7 | 8 | 9 | 10 | 11 | 12 | 13 | 14 | 15 | 16 | 17 | 18 | 19 | 20 | 21 | 22 | 23 | 24 | 25 | 26 | 27 | 28 | 29 | 30 | 31 | 32 | 33 | 34 | 35 | 36 | 37 | 38 | 39 | 40 | 41 | 42 | 43 | 44 | 45 | 46 | 47 | 48 | 49 | 50
NATURAL GAS
| Plant Operation | [5 empty] | 1 | 1 | 1 | 1 | 1 | 1 | 1 | 1 | 1 | 1 | 1 | 1 | 1 | 1 | 1 | 1 | 1 | 1 | 1 | 1 | 1 | 1 | 1 | 1 | 1 | 0 | 0 | 0 | 0 | 0 | 0 | 0 | 0 | 0 | 0 | 0 | 0 | 0 | 0 | 0 | 0 | 0 | 0 | 0 | 0 | 0 | 0 | 0 | 0 | 0
| Energy production |  |  |  | MWh |  | 7000 | 7000 | 7000 | 7000 | 7000 | 7000 | 7000 | 7000 | 7000 | 7000 | 7000 | 7000 | 7000 | 7000 | 7000 | 7000 | 7000 | 7000 | 7000 | 7000 | 7000 | 7000 | 7000 | 7000 | 7000 | 0 | 0 | 0 | 0 | 0 | 0 | 0 | 0 | 0 | 0 | 0 | 0 | 0 | 0 | 0 | 0 | 0 | 0 | 0 | 0 | 0 | 0 | 0 | 0 | 0
Operating & Financial Expenses
| Operations & Maintenance Expenses, excluding fuel cost |  |  |  | € |  | 25620.438 | 25620.438 | 25620.438 | 25620.438 | 25620.438 | 25620.438 | 25620.438 | 25620.438 | 25620.438 | 25620.438 | 25620.438 | 25620.438 | 25620.438 | 25620.438 | 25620.438 | 25620.438 | 25620.438 | 25620.438 | 25620.438 | 25620.438 | 25620.438 | 25620.438 | 25620.438 | 25620.438 | 25620.438 | 0 | 0 | 0 | 0 | 0 | 0 | 0 | 0 | 0 | 0 | 0 | 0 | 0 | 0 | 0 | 0 | 0 | 0 | 0 | 0 | 0 | 0 | 0 | 0 | 0
| Fuel Cost |  |  |  | €/MWh |  | 20.2687 | 20.9225 | 21.3584 | 21.7943 | 22.2302 | 22.6661 | 23.102 | 23.5814 | 24.0609 | 24.5404 | 25.0199 | 25.4993 | 26.066 | 26.6326 | 27.1993 | 27.7659 | 28.3326 | 28.9864 | 29.6403 | 30.2941 | 30.9479 | 31.6017 | 32.3863 | 33.1709 | 33.9555 | 0 | 0 | 0 | 0 | 0 | 0 | 0 | 0 | 0 | 0 | 0 | 0 | 0 | 0 | 0 | 0 | 0 | 0 | 0 | 0 | 0 | 0 | 0 | 0 | 0
|  | Approach 1 - Model Default |  |  |  |  | 12.8405 | 14.1458 | 15.451 | 16.7563 | 18.0615 | 19.3668 | 20.6721 | 21.9773 | 23.2826 | 24.5878 | 25.8931 | 27.1983 | 28.5036 | 29.8088 | 31.1141 | 32.4194 | 33.7246 | 35.0299 | 36.3351 | 37.5776 | 38.82 | 40.0624 | 41.3049 | 42.5473 | 43.7897 | 0 | 0 | 0 | 0 | 0 | 0 | 0 | 0 | 0 | 0 | 0 | 0 | 0 | 0 | 0 | 0 | 0 | 0 | 0 | 0 | 0 | 0 | 0 | 0 | 0
|  | Approach 2 - User-defined, annually adjusted |  |  |  |  | 0 | 0 | 0 | 0 | 0 | 0 | 0 | 0 | 0 | 0 | 0 | 0 | 0 | 0 | 0 | 0 | 0 | 0 | 0 | 0 | 0 | 0 | 0 | 0 | 0 | 0 | 0 | 0 | 0 | 0 | 0 | 0 | 0 | 0 | 0 | 0 | 0 | 0 | 0 | 0 | 0 | 0 | 0 | 0 | 0 | 0 | 0 | 0 | 0 | 0
|  | Approach 3 - User-defined, linear function |  |  |  |  | 0 | 0 | 0 | 0 | 0 | 0 | 0 | 0 | 0 | 0 | 0 | 0 | 0 | 0 | 0 | 0 | 0 | 0 | 0 | 0 | 0 | 0 | 0 | 0 | 0 | 0 | 0 | 0 | 0 | 0 | 0 | 0 | 0 | 0 | 0 | 0 | 0 | 0 | 0 | 0 | 0 | 0 | 0 | 0 | 0 | 0 | 0 | 0 | 0 | 0
|  | Approach 4 - Manual Entry |  |  |  |  | 20.2687 | 20.9225 | 21.3584 | 21.7943 | 22.2302 | 22.6661 | 23.102 | 23.5814 | 24.0609 | 24.5404 | 25.0199 | 25.4993 | 26.066 | 26.6326 | 27.1993 | 27.7659 | 28.3326 | 28.9864 | 29.6403 | 30.2941 | 30.9479 | 31.6017 | 32.3863 | 33.1709 | 33.9555 | 0 | 0 | 0 | 0 | 0 | 0 | 0 | 0 | 0 | 0 | 0 | 0 | 0 | 0 | 0 | 0 | 0 | 0 | 0 | 0 | 0 | 0 | 0 | 0 | 0
| Total Fuel Cost |  |  |  | € |  | 269223.7409 | 277908.3777 | 283698.1355 | 289487.8934 | 295277.6513 | 301067.4091 | 306857.167 | 313225.9007 | 319594.6343 | 325963.368 | 332332.1016 | 338700.8353 | 346227.5205 | 353754.2057 | 361280.891 | 368807.5762 | 376334.2614 | 385018.8982 | 393703.535 | 402388.1718 | 411072.8086 | 419757.4454 | 430179.0096 | 440600.5738 | 451022.1379 | 0 | 0 | 0 | 0 | 0 | 0 | 0 | 0 | 0 | 0 | 0 | 0 | 0 | 0 | 0 | 0 | 0 | 0 | 0 | 0 | 0 | 0 | 0 | 0 | 0
| Depreciation |  |  |  | € |  | 26569.3431 | 26569.3431 | 26569.3431 | 26569.3431 | 26569.3431 | 26569.3431 | 26569.3431 | 26569.3431 | 26569.3431 | 26569.3431 | 26569.3431 | 26569.3431 | 26569.3431 | 26569.3431 | 26569.3431 | 26569.3431 | 26569.3431 | 26569.3431 | 26569.3431 | 26569.3431 | 26569.3431 | 26569.3431 | 26569.3431 | 26569.3431 | 26569.3431 | 0 | 0 | 0 | 0 | 0 | 0 | 0 | 0 | 0 | 0 | 0 | 0 | 0 | 0 | 0 | 0 | 0 | 0 | 0 | 0 | 0 | 0 | 0 | 0 | 0
| Interest Expense, public loan |  |  |  | € |  | 0 | 0 | 0 | 0 | 0 | 0 | 0 | 0 | 0 | 0 | 0 | 0 | 0 | 0 | 0 | 0 | 0 | 0 | 0 | 0 | 0 | 0 | 0 | 0 | 0 | 0 | 0 | 0 | 0 | 0 | 0 | 0 | 0 | 0 | 0 | 0 | 0 | 0 | 0 | 0 | 0 | 0 | 0 | 0 | 0 | 0 | 0 | 0 | 0 | 0
| Interest Expense, commercial loan with public guarantees |  |  |  | € |  | 0 | 0 | 0 | 0 | 0 | 0 | 0 | 0 | 0 | 0 | 0 | 0 | 0 | 0 | 0 | 0 | 0 | 0 | 0 | 0 | 0 | 0 | 0 | 0 | 0 | 0 | 0 | 0 | 0 | 0 | 0 | 0 | 0 | 0 | 0 | 0 | 0 | 0 | 0 | 0 | 0 | 0 | 0 | 0 | 0 | 0 | 0 | 0 | 0 | 0
| Interest Expense, commercial loan without public guarantees |  |  |  | € |  | 27524.1788 | 25937.7636 | 24263.6989 | 22497.1422 | 20632.9832 | 18665.8294 | 16589.9904 | 14399.4612 | 12087.9054 | 9648.636 | 7074.5971 | 4358.3424 | 0 | 0 | 0 | 0 | 0 | 0 | 0 | 0 | 0 | 0 | 0 | 0 | 0 | 0 | 0 | 0 | 0 | 0 | 0 | 0 | 0 | 0 | 0 | 0 | 0 | 0 | 0 | 0 | 0 | 0 | 0 | 0 | 0 | 0 | 0 | 0 | 0 | 0
| Front-end Fees |  |  |  | € |  | 0 | 0 | 0 | 0 | 0 | 0 | 0 | 0 | 0 | 0 | 0 | 0 | 0 | 0 | 0 | 0 | 0 | 0 | 0 | 0 | 0 | 0 | 0 | 0 | 0 | 0 | 0 | 0 | 0 | 0 | 0 | 0 | 0 | 0 | 0 | 0 | 0 | 0 | 0 | 0 | 0 | 0 | 0 | 0 | 0 | 0 | 0 | 0 | 0 | 0
| Public Guarantee Fees |  |  |  | € |  | 0 | 0 | 0 | 0 | 0 | 0 | 0 | 0 | 0 | 0 | 0 | 0 | 0 | 0 | 0 | 0 | 0 | 0 | 0 | 0 | 0 | 0 | 0 | 0 | 0 | 0 | 0 | 0 | 0 | 0 | 0 | 0 | 0 | 0 | 0 | 0 | 0 | 0 | 0 | 0 | 0 | 0 | 0 | 0 | 0 | 0 | 0 | 0 | 0 | 0
| Political Risk Insurance - Fees & Annual Premium Payments |  |  |  | € |  | 0 | 0 | 0 | 0 | 0 | 0 | 0 | 0 | 0 | 0 | 0 | 0 | 0 | 0 | 0 | 0 | 0 | 0 | 0 | 0 | 0 | 0 | 0 | 0 | 0 | 0 | 0 | 0 | 0 | 0 | 0 | 0 | 0 | 0 | 0 | 0 | 0 | 0 | 0 | 0 | 0 | 0 | 0 | 0 | 0 | 0 | 0 | 0 | 0 | 0
After-Tax LCOE (Wind, Prederisking)
| Operations & Maintenance Expenses, excluding fuel cost |  |  |  | € |  | -25620.438 | -25620.438 | -25620.438 | -25620.438 | -25620.438 | -25620.438 | -25620.438 | -25620.438 | -25620.438 | -25620.438 | -25620.438 | -25620.438 | -25620.438 | -25620.438 | -25620.438 | -25620.438 | -25620.438 | -25620.438 | -25620.438 | -25620.438 | -25620.438 | -25620.438 | -25620.438 | -25620.438 | -25620.438 | 0 | 0 | 0 | 0 | 0 | 0 | 0 | 0 | 0 | 0 | 0 | 0 | 0 | 0 | 0 | 0 | 0 | 0 | 0 | 0 | 0 | 0 | 0 | 0 | 0
| Fuel Cost |  |  |  | € |  | -269223.7409 | -277908.3777 | -283698.1355 | -289487.8934 | -295277.6513 | -301067.4091 | -306857.167 | -313225.9007 | -319594.6343 | -325963.368 | -332332.1016 | -338700.8353 | -346227.5205 | -353754.2057 | -361280.891 | -368807.5762 | -376334.2614 | -385018.8982 | -393703.535 | -402388.1718 | -411072.8086 | -419757.4454 | -430179.0096 | -440600.5738 | -451022.1379 | 0 | 0 | 0 | 0 | 0 | 0 | 0 | 0 | 0 | 0 | 0 | 0 | 0 | 0 | 0 | 0 | 0 | 0 | 0 | 0 | 0 | 0 | 0 | 0 | 0
| Front-end Fees |  |  |  | € |  | 0 | 0 | 0 | 0 | 0 | 0 | 0 | 0 | 0 | 0 | 0 | 0 | 0 | 0 | 0 | 0 | 0 | 0 | 0 | 0 | 0 | 0 | 0 | 0 | 0 | 0 | 0 | 0 | 0 | 0 | 0 | 0 | 0 | 0 | 0 | 0 | 0 | 0 | 0 | 0 | 0 | 0 | 0 | 0 | 0 | 0 | 0 | 0 | 0 | 0
| Public Guarantee Fees |  |  |  | € |  | 0 | 0 | 0 | 0 | 0 | 0 | 0 | 0 | 0 | 0 | 0 | 0 | 0 | 0 | 0 | 0 | 0 | 0 | 0 | 0 | 0 | 0 | 0 | 0 | 0 | 0 | 0 | 0 | 0 | 0 | 0 | 0 | 0 | 0 | 0 | 0 | 0 | 0 | 0 | 0 | 0 | 0 | 0 | 0 | 0 | 0 | 0 | 0 | 0 | 0
| Political Risk Insurance - Fees & Annual Premium Payments |  |  |  | € |  | 0 | 0 | 0 | 0 | 0 | 0 | 0 | 0 | 0 | 0 | 0 | 0 | 0 | 0 | 0 | 0 | 0 | 0 | 0 | 0 | 0 | 0 | 0 | 0 | 0 | 0 | 0 | 0 | 0 | 0 | 0 | 0 | 0 | 0 | 0 | 0 | 0 | 0 | 0 | 0 | 0 | 0 | 0 | 0 | 0 | 0 | 0 | 0 | 0 | 0
| Debt Financing Costs (principal and interest payments) |  |  |  | € |  | -56237.5766 | -56237.5766 | -56237.5766 | -56237.5766 | -56237.5766 | -56237.5766 | -56237.5766 | -56237.5766 | -56237.5766 | -56237.5766 | -56237.5766 | -56237.5766 | 0 | 0 | 0 | 0 | 0 | 0 | 0 | 0 | 0 | 0 | 0 | 0 | 0 | 0 | 0 | 0 | 0 | 0 | 0 | 0 | 0 | 0 | 0 | 0 | 0 | 0 | 0 | 0 | 0 | 0 | 0 | 0 | 0 | 0 | 0 | 0 | 0 | 0
| Tax benefit of O&M expenses, depreciation, interest expense, and other financial expenses |  |  |  | € |  | 104681.3102 | 106810.7767 | 108045.4846 | 109252.445 | 110430.1246 | 111576.9059 | 112691.0815 | 113944.5429 | 115161.6962 | 116340.5355 | 117478.9439 | 118574.6876 | 119525.1905 | 121783.196 | 124041.2016 | 126299.2072 | 128557.2127 | 131162.6038 | 133767.9948 | 136373.3859 | 138978.7769 | 141584.1679 | 144710.6372 | 147837.1064 | 150963.5757 | 0 | 0 | 0 | 0 | 0 | 0 | 0 | 0 | 0 | 0 | 0 | 0 | 0 | 0 | 0 | 0 | 0 | 0 | 0 | 0 | 0 | 0 | 0 | 0 | 0
| Total costs |  |  |  | € | -166058.3942 | -246400.4452 | -252955.6155 | -257510.6655 | -262093.463 | -266705.5412 | -271348.5178 | -276024.1001 | -281139.3724 | -286290.9527 | -291480.847 | -296711.1723 | -301984.1622 | -252322.768 | -257591.4477 | -262860.1273 | -268128.807 | -273397.4866 | -279476.7324 | -285555.9782 | -291635.2239 | -297714.4697 | -303793.7155 | -311088.8104 | -318383.9053 | -325679.0002 | 0 | 0 | 0 | 0 | 0 | 0 | 0 | 0 | 0 | 0 | 0 | 0 | 0 | 0 | 0 | 0 | 0 | 0 | 0 | 0 | 0 | 0 | 0 | 0 | 0
| Cost of equity |  |  |  |  | 0: 12.75%
| Net Present Value of total costs |  |  |  |  | 0: -2173102.1953
| Net Present Value of RE generation |  |  |  |  | 0: -52168.7439
| LCOE (year 1) |  |  |  | €/Mwh | 0: 41.6553
| LCOE (year 1) adjusted for taxes |  |  |  | €/MWh | 0: 59.5075
COAL
| Plant Operation | [5 empty] | 0 | 0 | 0 | 0 | 0 | 0 | 0 | 0 | 0 | 0 | 0 | 0 | 0 | 0 | 0 | 0 | 0 | 0 | 0 | 0 | 0 | 0 | 0 | 0 | 0 | 0 | 0 | 0 | 0 | 0 | 0 | 0 | 0 | 0 | 0 | 0 | 0 | 0 | 0 | 0 | 0 | 0 | 0 | 0 | 0 | 0 | 0 | 0 | 0 | 0
| Energy production |  |  |  | MWh |  | 0 | 0 | 0 | 0 | 0 | 0 | 0 | 0 | 0 | 0 | 0 | 0 | 0 | 0 | 0 | 0 | 0 | 0 | 0 | 0 | 0 | 0 | 0 | 0 | 0 | 0 | 0 | 0 | 0 | 0 | 0 | 0 | 0 | 0 | 0 | 0 | 0 | 0 | 0 | 0 | 0 | 0 | 0 | 0 | 0 | 0 | 0 | 0 | 0 | 0
Operating & Financial Expenses
| Operations & Maintenance Expenses, excluding fuel cost |  |  |  | € |  | 0 | 0 | 0 | 0 | 0 | 0 | 0 | 0 | 0 | 0 | 0 | 0 | 0 | 0 | 0 | 0 | 0 | 0 | 0 | 0 | 0 | 0 | 0 | 0 | 0 | 0 | 0 | 0 | 0 | 0 | 0 | 0 | 0 | 0 | 0 | 0 | 0 | 0 | 0 | 0 | 0 | 0 | 0 | 0 | 0 | 0 | 0 | 0 | 0 | 0
| Fuel Cost |  |  |  | €/MWh |  | 0 | 0 | 0 | 0 | 0 | 0 | 0 | 0 | 0 | 0 | 0 | 0 | 0 | 0 | 0 | 0 | 0 | 0 | 0 | 0 | 0 | 0 | 0 | 0 | 0 | 0 | 0 | 0 | 0 | 0 | 0 | 0 | 0 | 0 | 0 | 0 | 0 | 0 | 0 | 0 | 0 | 0 | 0 | 0 | 0 | 0 | 0 | 0 | 0 | 0
|  | Approach 1 - Model Default |  |  |  |  | 0 | 0 | 0 | 0 | 0 | 0 | 0 | 0 | 0 | 0 | 0 | 0 | 0 | 0 | 0 | 0 | 0 | 0 | 0 | 0 | 0 | 0 | 0 | 0 | 0 | 0 | 0 | 0 | 0 | 0 | 0 | 0 | 0 | 0 | 0 | 0 | 0 | 0 | 0 | 0 | 0 | 0 | 0 | 0 | 0 | 0 | 0 | 0 | 0 | 0
|  | Approach 2 - User-defined, annually adjusted |  |  |  |  | 0 | 0 | 0 | 0 | 0 | 0 | 0 | 0 | 0 | 0 | 0 | 0 | 0 | 0 | 0 | 0 | 0 | 0 | 0 | 0 | 0 | 0 | 0 | 0 | 0 | 0 | 0 | 0 | 0 | 0 | 0 | 0 | 0 | 0 | 0 | 0 | 0 | 0 | 0 | 0 | 0 | 0 | 0 | 0 | 0 | 0 | 0 | 0 | 0 | 0
|  | Approach 3 - User-defined, linear function |  |  |  |  | 0 | 0 | 0 | 0 | 0 | 0 | 0 | 0 | 0 | 0 | 0 | 0 | 0 | 0 | 0 | 0 | 0 | 0 | 0 | 0 | 0 | 0 | 0 | 0 | 0 | 0 | 0 | 0 | 0 | 0 | 0 | 0 | 0 | 0 | 0 | 0 | 0 | 0 | 0 | 0 | 0 | 0 | 0 | 0 | 0 | 0 | 0 | 0 | 0 | 0
|  | Approach 4 - Manual Entry |  |  |  |  | 0 | 0 | 0 | 0 | 0 | 0 | 0 | 0 | 0 | 0 | 0 | 0 | 0 | 0 | 0 | 0 | 0 | 0 | 0 | 0 | 0 | 0 | 0 | 0 | 0 | 0 | 0 | 0 | 0 | 0 | 0 | 0 | 0 | 0 | 0 | 0 | 0 | 0 | 0 | 0 | 0 | 0 | 0 | 0 | 0 | 0 | 0 | 0 | 0 | 0
| Total Fuel Cost |  |  |  | € |  | #DIV/0! | #DIV/0! | #DIV/0! | #DIV/0! | #DIV/0! | #DIV/0! | #DIV/0! | #DIV/0! | #DIV/0! | #DIV/0! | #DIV/0! | #DIV/0! | #DIV/0! | #DIV/0! | #DIV/0! | #DIV/0! | #DIV/0! | #DIV/0! | #DIV/0! | #DIV/0! | #DIV/0! | #DIV/0! | #DIV/0! | #DIV/0! | #DIV/0! | #DIV/0! | #DIV/0! | #DIV/0! | #DIV/0! | #DIV/0! | #DIV/0! | #DIV/0! | #DIV/0! | #DIV/0! | #DIV/0! | #DIV/0! | #DIV/0! | #DIV/0! | #DIV/0! | #DIV/0! | #DIV/0! | #DIV/0! | #DIV/0! | #DIV/0! | #DIV/0! | #DIV/0! | #DIV/0! | #DIV/0! | #DIV/0! | #DIV/0!
| Depreciation |  |  |  | € |  | 0 | 0 | 0 | 0 | 0 | 0 | 0 | 0 | 0 | 0 | 0 | 0 | 0 | 0 | 0 | 0 | 0 | 0 | 0 | 0 | 0 | 0 | 0 | 0 | 0 | 0 | 0 | 0 | 0 | 0 | 0 | 0 | 0 | 0 | 0 | 0 | 0 | 0 | 0 | 0 | 0 | 0 | 0 | 0 | 0 | 0 | 0 | 0 | 0 | 0
| Interest Expense, public loan |  |  |  | € |  | 0 | 0 | 0 | 0 | 0 | 0 | 0 | 0 | 0 | 0 | 0 | 0 | 0 | 0 | 0 | 0 | 0 | 0 | 0 | 0 | 0 | 0 | 0 | 0 | 0 | 0 | 0 | 0 | 0 | 0 | 0 | 0 | 0 | 0 | 0 | 0 | 0 | 0 | 0 | 0 | 0 | 0 | 0 | 0 | 0 | 0 | 0 | 0 | 0 | 0
| Interest Expense, commercial loan with public guarantees |  |  |  | € |  | 0 | 0 | 0 | 0 | 0 | 0 | 0 | 0 | 0 | 0 | 0 | 0 | 0 | 0 | 0 | 0 | 0 | 0 | 0 | 0 | 0 | 0 | 0 | 0 | 0 | 0 | 0 | 0 | 0 | 0 | 0 | 0 | 0 | 0 | 0 | 0 | 0 | 0 | 0 | 0 | 0 | 0 | 0 | 0 | 0 | 0 | 0 | 0 | 0 | 0
| Interest Expense, commercial loan without public guarantees |  |  |  | € |  | 0 | 0 | 0 | 0 | 0 | 0 | 0 | 0 | 0 | 0 | 0 | 0 | 0 | 0 | 0 | 0 | 0 | 0 | 0 | 0 | 0 | 0 | 0 | 0 | 0 | 0 | 0 | 0 | 0 | 0 | 0 | 0 | 0 | 0 | 0 | 0 | 0 | 0 | 0 | 0 | 0 | 0 | 0 | 0 | 0 | 0 | 0 | 0 | 0 | 0
| Front-end Fees |  |  |  | € |  | 0 | 0 | 0 | 0 | 0 | 0 | 0 | 0 | 0 | 0 | 0 | 0 | 0 | 0 | 0 | 0 | 0 | 0 | 0 | 0 | 0 | 0 | 0 | 0 | 0 | 0 | 0 | 0 | 0 | 0 | 0 | 0 | 0 | 0 | 0 | 0 | 0 | 0 | 0 | 0 | 0 | 0 | 0 | 0 | 0 | 0 | 0 | 0 | 0 | 0
| Public Guarantee Fees |  |  |  | € |  | 0 | 0 | 0 | 0 | 0 | 0 | 0 | 0 | 0 | 0 | 0 | 0 | 0 | 0 | 0 | 0 | 0 | 0 | 0 | 0 | 0 | 0 | 0 | 0 | 0 | 0 | 0 | 0 | 0 | 0 | 0 | 0 | 0 | 0 | 0 | 0 | 0 | 0 | 0 | 0 | 0 | 0 | 0 | 0 | 0 | 0 | 0 | 0 | 0 | 0
| Political Risk Insurance - Fees & Annual Premium Payments |  |  |  | € |  | 0 | 0 | 0 | 0 | 0 | 0 | 0 | 0 | 0 | 0 | 0 | 0 | 0 | 0 | 0 | 0 | 0 | 0 | 0 | 0 | 0 | 0 | 0 | 0 | 0 | 0 | 0 | 0 | 0 | 0 | 0 | 0 | 0 | 0 | 0 | 0 | 0 | 0 | 0 | 0 | 0 | 0 | 0 | 0 | 0 | 0 | 0 | 0 | 0 | 0
After-Tax LCOE (Wind, Prederisking)
| Operations & Maintenance Expenses, excluding fuel cost |  |  |  | € |  | 0 | 0 | 0 | 0 | 0 | 0 | 0 | 0 | 0 | 0 | 0 | 0 | 0 | 0 | 0 | 0 | 0 | 0 | 0 | 0 | 0 | 0 | 0 | 0 | 0 | 0 | 0 | 0 | 0 | 0 | 0 | 0 | 0 | 0 | 0 | 0 | 0 | 0 | 0 | 0 | 0 | 0 | 0 | 0 | 0 | 0 | 0 | 0 | 0 | 0
| Fuel Cost |  |  |  | € |  | #DIV/0! | #DIV/0! | #DIV/0! | #DIV/0! | #DIV/0! | #DIV/0! | #DIV/0! | #DIV/0! | #DIV/0! | #DIV/0! | #DIV/0! | #DIV/0! | #DIV/0! | #DIV/0! | #DIV/0! | #DIV/0! | #DIV/0! | #DIV/0! | #DIV/0! | #DIV/0! | #DIV/0! | #DIV/0! | #DIV/0! | #DIV/0! | #DIV/0! | #DIV/0! | #DIV/0! | #DIV/0! | #DIV/0! | #DIV/0! | #DIV/0! | #DIV/0! | #DIV/0! | #DIV/0! | #DIV/0! | #DIV/0! | #DIV/0! | #DIV/0! | #DIV/0! | #DIV/0! | #DIV/0! | #DIV/0! | #DIV/0! | #DIV/0! | #DIV/0! | #DIV/0! | #DIV/0! | #DIV/0! | #DIV/0! | #DIV/0!
| Front-end Fees |  |  |  | € |  | 0 | 0 | 0 | 0 | 0 | 0 | 0 | 0 | 0 | 0 | 0 | 0 | 0 | 0 | 0 | 0 | 0 | 0 | 0 | 0 | 0 | 0 | 0 | 0 | 0 | 0 | 0 | 0 | 0 | 0 | 0 | 0 | 0 | 0 | 0 | 0 | 0 | 0 | 0 | 0 | 0 | 0 | 0 | 0 | 0 | 0 | 0 | 0 | 0 | 0
| Public Guarantee Fees |  |  |  | € |  | 0 | 0 | 0 | 0 | 0 | 0 | 0 | 0 | 0 | 0 | 0 | 0 | 0 | 0 | 0 | 0 | 0 | 0 | 0 | 0 | 0 | 0 | 0 | 0 | 0 | 0 | 0 | 0 | 0 | 0 | 0 | 0 | 0 | 0 | 0 | 0 | 0 | 0 | 0 | 0 | 0 | 0 | 0 | 0 | 0 | 0 | 0 | 0 | 0 | 0
| Political Risk Insurance - Fees & Annual Premium Payments |  |  |  | € |  | 0 | 0 | 0 | 0 | 0 | 0 | 0 | 0 | 0 | 0 | 0 | 0 | 0 | 0 | 0 | 0 | 0 | 0 | 0 | 0 | 0 | 0 | 0 | 0 | 0 | 0 | 0 | 0 | 0 | 0 | 0 | 0 | 0 | 0 | 0 | 0 | 0 | 0 | 0 | 0 | 0 | 0 | 0 | 0 | 0 | 0 | 0 | 0 | 0 | 0
| Debt Financing Costs (principal and interest payments) |  |  |  | € |  | 0 | 0 | 0 | 0 | 0 | 0 | 0 | 0 | 0 | 0 | 0 | 0 | 0 | 0 | 0 | 0 | 0 | 0 | 0 | 0 | 0 | 0 | 0 | 0 | 0 | 0 | 0 | 0 | 0 | 0 | 0 | 0 | 0 | 0 | 0 | 0 | 0 | 0 | 0 | 0 | 0 | 0 | 0 | 0 | 0 | 0 | 0 | 0 | 0 | 0
| Tax benefit of O&M expenses, depreciation, interest expense, and other financial expenses |  |  |  | € |  | #DIV/0! | #DIV/0! | #DIV/0! | #DIV/0! | #DIV/0! | #DIV/0! | #DIV/0! | #DIV/0! | #DIV/0! | #DIV/0! | #DIV/0! | #DIV/0! | #DIV/0! | #DIV/0! | #DIV/0! | #DIV/0! | #DIV/0! | #DIV/0! | #DIV/0! | #DIV/0! | #DIV/0! | #DIV/0! | #DIV/0! | #DIV/0! | #DIV/0! | #DIV/0! | #DIV/0! | #DIV/0! | #DIV/0! | #DIV/0! | #DIV/0! | #DIV/0! | #DIV/0! | #DIV/0! | #DIV/0! | #DIV/0! | #DIV/0! | #DIV/0! | #DIV/0! | #DIV/0! | #DIV/0! | #DIV/0! | #DIV/0! | #DIV/0! | #DIV/0! | #DIV/0! | #DIV/0! | #DIV/0! | #DIV/0! | #DIV/0!
| Total costs |  |  |  | € | 0 | #DIV/0! | #DIV/0! | #DIV/0! | #DIV/0! | #DIV/0! | #DIV/0! | #DIV/0! | #DIV/0! | #DIV/0! | #DIV/0! | #DIV/0! | #DIV/0! | #DIV/0! | #DIV/0! | #DIV/0! | #DIV/0! | #DIV/0! | #DIV/0! | #DIV/0! | #DIV/0! | #DIV/0! | #DIV/0! | #DIV/0! | #DIV/0! | #DIV/0! | #DIV/0! | #DIV/0! | #DIV/0! | #DIV/0! | #DIV/0! | #DIV/0! | #DIV/0! | #DIV/0! | #DIV/0! | #DIV/0! | #DIV/0! | #DIV/0! | #DIV/0! | #DIV/0! | #DIV/0! | #DIV/0! | #DIV/0! | #DIV/0! | #DIV/0! | #DIV/0! | #DIV/0! | #DIV/0! | #DIV/0! | #DIV/0! | #DIV/0!
Cost of equity | bar: 0 to 50
| Net Present Value of total costs |  |  |  |  | 0: #DIV/0!
| Net Present Value of RE generation |  |  |  |  | 0: 0
| LCOE (year 1) |  |  |  | €/Mwh | bar: 0 to 50
| LCOE (year 1) adjusted for taxes |  |  |  | €/MWh | bar: 0 to 50
| Year |  |  |  |  | 0 | 1 | 2 | 3 | 4 | 5 | 6 | 7 | 8 | 9 | 10 | 11 | 12 | 13 | 14 | 15 | 16 | 17 | 18 | 19 | 20 | 21 | 22 | 23 | 24 | 25 | 26 | 27 | 28 | 29 | 30 | 31 | 32 | 33 | 34 | 35 | 36 | 37 | 38 | 39 | 40 | 41 | 42 | 43 | 44 | 45 | 46 | 47 | 48 | 49 | 50
HYDRO
| Plant Operation | [5 empty] | 0 | 0 | 0 | 0 | 0 | 0 | 0 | 0 | 0 | 0 | 0 | 0 | 0 | 0 | 0 | 0 | 0 | 0 | 0 | 0 | 0 | 0 | 0 | 0 | 0 | 0 | 0 | 0 | 0 | 0 | 0 | 0 | 0 | 0 | 0 | 0 | 0 | 0 | 0 | 0 | 0 | 0 | 0 | 0 | 0 | 0 | 0 | 0 | 0 | 0
| Energy production |  |  |  | MWh |  | 0 | 0 | 0 | 0 | 0 | 0 | 0 | 0 | 0 | 0 | 0 | 0 | 0 | 0 | 0 | 0 | 0 | 0 | 0 | 0 | 0 | 0 | 0 | 0 | 0 | 0 | 0 | 0 | 0 | 0 | 0 | 0 | 0 | 0 | 0 | 0 | 0 | 0 | 0 | 0 | 0 | 0 | 0 | 0 | 0 | 0 | 0 | 0 | 0 | 0
Operating & Financial Expenses
| Operations & Maintenance Expenses, excluding fuel cost |  |  |  | € |  | 0 | 0 | 0 | 0 | 0 | 0 | 0 | 0 | 0 | 0 | 0 | 0 | 0 | 0 | 0 | 0 | 0 | 0 | 0 | 0 | 0 | 0 | 0 | 0 | 0 | 0 | 0 | 0 | 0 | 0 | 0 | 0 | 0 | 0 | 0 | 0 | 0 | 0 | 0 | 0 | 0 | 0 | 0 | 0 | 0 | 0 | 0 | 0 | 0 | 0
| Fuel Cost |  |  |  | €/MWh |  | 0 | 0 | 0 | 0 | 0 | 0 | 0 | 0 | 0 | 0 | 0 | 0 | 0 | 0 | 0 | 0 | 0 | 0 | 0 | 0 | 0 | 0 | 0 | 0 | 0 | 0 | 0 | 0 | 0 | 0 | 0 | 0 | 0 | 0 | 0 | 0 | 0 | 0 | 0 | 0 | 0 | 0 | 0 | 0 | 0 | 0 | 0 | 0 | 0 | 0
|  | Approach 1 - Model Default |  |  |  |  | 0 | 0 | 0 | 0 | 0 | 0 | 0 | 0 | 0 | 0 | 0 | 0 | 0 | 0 | 0 | 0 | 0 | 0 | 0 | 0 | 0 | 0 | 0 | 0 | 0 | 0 | 0 | 0 | 0 | 0 | 0 | 0 | 0 | 0 | 0 | 0 | 0 | 0 | 0 | 0 | 0 | 0 | 0 | 0 | 0 | 0 | 0 | 0 | 0 | 0
|  | Approach 2 - User-defined, annually adjusted |  |  |  |  | 0 | 0 | 0 | 0 | 0 | 0 | 0 | 0 | 0 | 0 | 0 | 0 | 0 | 0 | 0 | 0 | 0 | 0 | 0 | 0 | 0 | 0 | 0 | 0 | 0 | 0 | 0 | 0 | 0 | 0 | 0 | 0 | 0 | 0 | 0 | 0 | 0 | 0 | 0 | 0 | 0 | 0 | 0 | 0 | 0 | 0 | 0 | 0 | 0 | 0
|  | Approach 3 - User-defined, linear function |  |  |  |  | 0 | 0 | 0 | 0 | 0 | 0 | 0 | 0 | 0 | 0 | 0 | 0 | 0 | 0 | 0 | 0 | 0 | 0 | 0 | 0 | 0 | 0 | 0 | 0 | 0 | 0 | 0 | 0 | 0 | 0 | 0 | 0 | 0 | 0 | 0 | 0 | 0 | 0 | 0 | 0 | 0 | 0 | 0 | 0 | 0 | 0 | 0 | 0 | 0 | 0
|  | Approach 4 - Manual Entry |  |  |  |  | 0 | 0 | 0 | 0 | 0 | 0 | 0 | 0 | 0 | 0 | 0 | 0 | 0 | 0 | 0 | 0 | 0 | 0 | 0 | 0 | 0 | 0 | 0 | 0 | 0 | 0 | 0 | 0 | 0 | 0 | 0 | 0 | 0 | 0 | 0 | 0 | 0 | 0 | 0 | 0 | 0 | 0 | 0 | 0 | 0 | 0 | 0 | 0 | 0 | 0
| Total Fuel Cost |  |  |  | € |  | #DIV/0! | #DIV/0! | #DIV/0! | #DIV/0! | #DIV/0! | #DIV/0! | #DIV/0! | #DIV/0! | #DIV/0! | #DIV/0! | #DIV/0! | #DIV/0! | #DIV/0! | #DIV/0! | #DIV/0! | #DIV/0! | #DIV/0! | #DIV/0! | #DIV/0! | #DIV/0! | #DIV/0! | #DIV/0! | #DIV/0! | #DIV/0! | #DIV/0! | #DIV/0! | #DIV/0! | #DIV/0! | #DIV/0! | #DIV/0! | #DIV/0! | #DIV/0! | #DIV/0! | #DIV/0! | #DIV/0! | #DIV/0! | #DIV/0! | #DIV/0! | #DIV/0! | #DIV/0! | #DIV/0! | #DIV/0! | #DIV/0! | #DIV/0! | #DIV/0! | #DIV/0! | #DIV/0! | #DIV/0! | #DIV/0! | #DIV/0!
| Depreciation |  |  |  | € |  | 0 | 0 | 0 | 0 | 0 | 0 | 0 | 0 | 0 | 0 | 0 | 0 | 0 | 0 | 0 | 0 | 0 | 0 | 0 | 0 | 0 | 0 | 0 | 0 | 0 | 0 | 0 | 0 | 0 | 0 | 0 | 0 | 0 | 0 | 0 | 0 | 0 | 0 | 0 | 0 | 0 | 0 | 0 | 0 | 0 | 0 | 0 | 0 | 0 | 0
| Interest Expense, public loan |  |  |  | € |  | 0 | 0 | 0 | 0 | 0 | 0 | 0 | 0 | 0 | 0 | 0 | 0 | 0 | 0 | 0 | 0 | 0 | 0 | 0 | 0 | 0 | 0 | 0 | 0 | 0 | 0 | 0 | 0 | 0 | 0 | 0 | 0 | 0 | 0 | 0 | 0 | 0 | 0 | 0 | 0 | 0 | 0 | 0 | 0 | 0 | 0 | 0 | 0 | 0 | 0
| Interest Expense, commercial loan with public guarantees |  |  |  | € |  | 0 | 0 | 0 | 0 | 0 | 0 | 0 | 0 | 0 | 0 | 0 | 0 | 0 | 0 | 0 | 0 | 0 | 0 | 0 | 0 | 0 | 0 | 0 | 0 | 0 | 0 | 0 | 0 | 0 | 0 | 0 | 0 | 0 | 0 | 0 | 0 | 0 | 0 | 0 | 0 | 0 | 0 | 0 | 0 | 0 | 0 | 0 | 0 | 0 | 0
| Interest Expense, commercial loan without public guarantees |  |  |  | € |  | 0 | 0 | 0 | 0 | 0 | 0 | 0 | 0 | 0 | 0 | 0 | 0 | 0 | 0 | 0 | 0 | 0 | 0 | 0 | 0 | 0 | 0 | 0 | 0 | 0 | 0 | 0 | 0 | 0 | 0 | 0 | 0 | 0 | 0 | 0 | 0 | 0 | 0 | 0 | 0 | 0 | 0 | 0 | 0 | 0 | 0 | 0 | 0 | 0 | 0
| Front-end Fees |  |  |  | € |  | 0 | 0 | 0 | 0 | 0 | 0 | 0 | 0 | 0 | 0 | 0 | 0 | 0 | 0 | 0 | 0 | 0 | 0 | 0 | 0 | 0 | 0 | 0 | 0 | 0 | 0 | 0 | 0 | 0 | 0 | 0 | 0 | 0 | 0 | 0 | 0 | 0 | 0 | 0 | 0 | 0 | 0 | 0 | 0 | 0 | 0 | 0 | 0 | 0 | 0
| Public Guarantee Fees |  |  |  | € |  | 0 | 0 | 0 | 0 | 0 | 0 | 0 | 0 | 0 | 0 | 0 | 0 | 0 | 0 | 0 | 0 | 0 | 0 | 0 | 0 | 0 | 0 | 0 | 0 | 0 | 0 | 0 | 0 | 0 | 0 | 0 | 0 | 0 | 0 | 0 | 0 | 0 | 0 | 0 | 0 | 0 | 0 | 0 | 0 | 0 | 0 | 0 | 0 | 0 | 0
| Political Risk Insurance - Fees & Annual Premium Payments |  |  |  | € |  | 0 | 0 | 0 | 0 | 0 | 0 | 0 | 0 | 0 | 0 | 0 | 0 | 0 | 0 | 0 | 0 | 0 | 0 | 0 | 0 | 0 | 0 | 0 | 0 | 0 | 0 | 0 | 0 | 0 | 0 | 0 | 0 | 0 | 0 | 0 | 0 | 0 | 0 | 0 | 0 | 0 | 0 | 0 | 0 | 0 | 0 | 0 | 0 | 0 | 0
After-Tax LCOE (Wind, Prederisking)
| Operations & Maintenance Expenses, excluding fuel cost |  |  |  | € |  | 0 | 0 | 0 | 0 | 0 | 0 | 0 | 0 | 0 | 0 | 0 | 0 | 0 | 0 | 0 | 0 | 0 | 0 | 0 | 0 | 0 | 0 | 0 | 0 | 0 | 0 | 0 | 0 | 0 | 0 | 0 | 0 | 0 | 0 | 0 | 0 | 0 | 0 | 0 | 0 | 0 | 0 | 0 | 0 | 0 | 0 | 0 | 0 | 0 | 0
| Fuel Cost |  |  |  | € |  | #DIV/0! | #DIV/0! | #DIV/0! | #DIV/0! | #DIV/0! | #DIV/0! | #DIV/0! | #DIV/0! | #DIV/0! | #DIV/0! | #DIV/0! | #DIV/0! | #DIV/0! | #DIV/0! | #DIV/0! | #DIV/0! | #DIV/0! | #DIV/0! | #DIV/0! | #DIV/0! | #DIV/0! | #DIV/0! | #DIV/0! | #DIV/0! | #DIV/0! | #DIV/0! | #DIV/0! | #DIV/0! | #DIV/0! | #DIV/0! | #DIV/0! | #DIV/0! | #DIV/0! | #DIV/0! | #DIV/0! | #DIV/0! | #DIV/0! | #DIV/0! | #DIV/0! | #DIV/0! | #DIV/0! | #DIV/0! | #DIV/0! | #DIV/0! | #DIV/0! | #DIV/0! | #DIV/0! | #DIV/0! | #DIV/0! | #DIV/0!
| Front-end Fees |  |  |  | € |  | 0 | 0 | 0 | 0 | 0 | 0 | 0 | 0 | 0 | 0 | 0 | 0 | 0 | 0 | 0 | 0 | 0 | 0 | 0 | 0 | 0 | 0 | 0 | 0 | 0 | 0 | 0 | 0 | 0 | 0 | 0 | 0 | 0 | 0 | 0 | 0 | 0 | 0 | 0 | 0 | 0 | 0 | 0 | 0 | 0 | 0 | 0 | 0 | 0 | 0
| Public Guarantee Fees |  |  |  | € |  | 0 | 0 | 0 | 0 | 0 | 0 | 0 | 0 | 0 | 0 | 0 | 0 | 0 | 0 | 0 | 0 | 0 | 0 | 0 | 0 | 0 | 0 | 0 | 0 | 0 | 0 | 0 | 0 | 0 | 0 | 0 | 0 | 0 | 0 | 0 | 0 | 0 | 0 | 0 | 0 | 0 | 0 | 0 | 0 | 0 | 0 | 0 | 0 | 0 | 0
| Political Risk Insurance - Fees & Annual Premium Payments |  |  |  | € |  | 0 | 0 | 0 | 0 | 0 | 0 | 0 | 0 | 0 | 0 | 0 | 0 | 0 | 0 | 0 | 0 | 0 | 0 | 0 | 0 | 0 | 0 | 0 | 0 | 0 | 0 | 0 | 0 | 0 | 0 | 0 | 0 | 0 | 0 | 0 | 0 | 0 | 0 | 0 | 0 | 0 | 0 | 0 | 0 | 0 | 0 | 0 | 0 | 0 | 0
| Debt Financing Costs (principal and interest payments) |  |  |  | € |  | 0 | 0 | 0 | 0 | 0 | 0 | 0 | 0 | 0 | 0 | 0 | 0 | 0 | 0 | 0 | 0 | 0 | 0 | 0 | 0 | 0 | 0 | 0 | 0 | 0 | 0 | 0 | 0 | 0 | 0 | 0 | 0 | 0 | 0 | 0 | 0 | 0 | 0 | 0 | 0 | 0 | 0 | 0 | 0 | 0 | 0 | 0 | 0 | 0 | 0
| Tax benefit of O&M expenses, depreciation, interest expense, and other financial expenses |  |  |  | € |  | #DIV/0! | #DIV/0! | #DIV/0! | #DIV/0! | #DIV/0! | #DIV/0! | #DIV/0! | #DIV/0! | #DIV/0! | #DIV/0! | #DIV/0! | #DIV/0! | #DIV/0! | #DIV/0! | #DIV/0! | #DIV/0! | #DIV/0! | #DIV/0! | #DIV/0! | #DIV/0! | #DIV/0! | #DIV/0! | #DIV/0! | #DIV/0! | #DIV/0! | #DIV/0! | #DIV/0! | #DIV/0! | #DIV/0! | #DIV/0! | #DIV/0! | #DIV/0! | #DIV/0! | #DIV/0! | #DIV/0! | #DIV/0! | #DIV/0! | #DIV/0! | #DIV/0! | #DIV/0! | #DIV/0! | #DIV/0! | #DIV/0! | #DIV/0! | #DIV/0! | #DIV/0! | #DIV/0! | #DIV/0! | #DIV/0! | #DIV/0!
| Total costs |  |  |  | € | 0 | #DIV/0! | #DIV/0! | #DIV/0! | #DIV/0! | #DIV/0! | #DIV/0! | #DIV/0! | #DIV/0! | #DIV/0! | #DIV/0! | #DIV/0! | #DIV/0! | #DIV/0! | #DIV/0! | #DIV/0! | #DIV/0! | #DIV/0! | #DIV/0! | #DIV/0! | #DIV/0! | #DIV/0! | #DIV/0! | #DIV/0! | #DIV/0! | #DIV/0! | #DIV/0! | #DIV/0! | #DIV/0! | #DIV/0! | #DIV/0! | #DIV/0! | #DIV/0! | #DIV/0! | #DIV/0! | #DIV/0! | #DIV/0! | #DIV/0! | #DIV/0! | #DIV/0! | #DIV/0! | #DIV/0! | #DIV/0! | #DIV/0! | #DIV/0! | #DIV/0! | #DIV/0! | #DIV/0! | #DIV/0! | #DIV/0! | #DIV/0!
Cost of equity | bar: 0
| Net Present Value of total costs |  |  |  |  | 0: #DIV/0!
| Net Present Value of RE generation |  |  |  |  | 0: 0
| LCOE (year 1) |  |  |  | €/Mwh | bar: 0
| LCOE (year 1) adjusted for taxes |  |  |  | €/MWh | bar: 0
LIGHT FUEL OIL
| Plant Operation | [5 empty] | 0 | 0 | 0 | 0 | 0 | 0 | 0 | 0 | 0 | 0 | 0 | 0 | 0 | 0 | 0 | 0 | 0 | 0 | 0 | 0 | 0 | 0 | 0 | 0 | 0 | 0 | 0 | 0 | 0 | 0 | 0 | 0 | 0 | 0 | 0 | 0 | 0 | 0 | 0 | 0 | 0 | 0 | 0 | 0 | 0 | 0 | 0 | 0 | 0 | 0
| Energy production |  |  |  | MWh |  | 0 | 0 | 0 | 0 | 0 | 0 | 0 | 0 | 0 | 0 | 0 | 0 | 0 | 0 | 0 | 0 | 0 | 0 | 0 | 0 | 0 | 0 | 0 | 0 | 0 | 0 | 0 | 0 | 0 | 0 | 0 | 0 | 0 | 0 | 0 | 0 | 0 | 0 | 0 | 0 | 0 | 0 | 0 | 0 | 0 | 0 | 0 | 0 | 0 | 0
Operating & Financial Expenses
| Operations & Maintenance Expenses, excluding fuel cost |  |  |  | € |  | 0 | 0 | 0 | 0 | 0 | 0 | 0 | 0 | 0 | 0 | 0 | 0 | 0 | 0 | 0 | 0 | 0 | 0 | 0 | 0 | 0 | 0 | 0 | 0 | 0 | 0 | 0 | 0 | 0 | 0 | 0 | 0 | 0 | 0 | 0 | 0 | 0 | 0 | 0 | 0 | 0 | 0 | 0 | 0 | 0 | 0 | 0 | 0 | 0 | 0
| Fuel Cost |  |  |  | €/MWh |  | 0 | 0 | 0 | 0 | 0 | 0 | 0 | 0 | 0 | 0 | 0 | 0 | 0 | 0 | 0 | 0 | 0 | 0 | 0 | 0 | 0 | 0 | 0 | 0 | 0 | 0 | 0 | 0 | 0 | 0 | 0 | 0 | 0 | 0 | 0 | 0 | 0 | 0 | 0 | 0 | 0 | 0 | 0 | 0 | 0 | 0 | 0 | 0 | 0 | 0
|  | Approach 1 - Model Default |  |  |  |  | 0 | 0 | 0 | 0 | 0 | 0 | 0 | 0 | 0 | 0 | 0 | 0 | 0 | 0 | 0 | 0 | 0 | 0 | 0 | 0 | 0 | 0 | 0 | 0 | 0 | 0 | 0 | 0 | 0 | 0 | 0 | 0 | 0 | 0 | 0 | 0 | 0 | 0 | 0 | 0 | 0 | 0 | 0 | 0 | 0 | 0 | 0 | 0 | 0 | 0
|  | Approach 2 - User-defined, annually adjusted |  |  |  |  | 0 | 0 | 0 | 0 | 0 | 0 | 0 | 0 | 0 | 0 | 0 | 0 | 0 | 0 | 0 | 0 | 0 | 0 | 0 | 0 | 0 | 0 | 0 | 0 | 0 | 0 | 0 | 0 | 0 | 0 | 0 | 0 | 0 | 0 | 0 | 0 | 0 | 0 | 0 | 0 | 0 | 0 | 0 | 0 | 0 | 0 | 0 | 0 | 0 | 0
|  | Approach 3 - User-defined, linear function |  |  |  |  | 0 | 0 | 0 | 0 | 0 | 0 | 0 | 0 | 0 | 0 | 0 | 0 | 0 | 0 | 0 | 0 | 0 | 0 | 0 | 0 | 0 | 0 | 0 | 0 | 0 | 0 | 0 | 0 | 0 | 0 | 0 | 0 | 0 | 0 | 0 | 0 | 0 | 0 | 0 | 0 | 0 | 0 | 0 | 0 | 0 | 0 | 0 | 0 | 0 | 0
|  | Approach 4 - Manual Entry |  |  |  |  | 0 | 0 | 0 | 0 | 0 | 0 | 0 | 0 | 0 | 0 | 0 | 0 | 0 | 0 | 0 | 0 | 0 | 0 | 0 | 0 | 0 | 0 | 0 | 0 | 0 | 0 | 0 | 0 | 0 | 0 | 0 | 0 | 0 | 0 | 0 | 0 | 0 | 0 | 0 | 0 | 0 | 0 | 0 | 0 | 0 | 0 | 0 | 0 | 0 | 0
| Total Fuel Cost |  |  |  | € |  | #DIV/0! | #DIV/0! | #DIV/0! | #DIV/0! | #DIV/0! | #DIV/0! | #DIV/0! | #DIV/0! | #DIV/0! | #DIV/0! | #DIV/0! | #DIV/0! | #DIV/0! | #DIV/0! | #DIV/0! | #DIV/0! | #DIV/0! | #DIV/0! | #DIV/0! | #DIV/0! | #DIV/0! | #DIV/0! | #DIV/0! | #DIV/0! | #DIV/0! | #DIV/0! | #DIV/0! | #DIV/0! | #DIV/0! | #DIV/0! | #DIV/0! | #DIV/0! | #DIV/0! | #DIV/0! | #DIV/0! | #DIV/0! | #DIV/0! | #DIV/0! | #DIV/0! | #DIV/0! | #DIV/0! | #DIV/0! | #DIV/0! | #DIV/0! | #DIV/0! | #DIV/0! | #DIV/0! | #DIV/0! | #DIV/0! | #DIV/0!
| Depreciation |  |  |  | € |  | 0 | 0 | 0 | 0 | 0 | 0 | 0 | 0 | 0 | 0 | 0 | 0 | 0 | 0 | 0 | 0 | 0 | 0 | 0 | 0 | 0 | 0 | 0 | 0 | 0 | 0 | 0 | 0 | 0 | 0 | 0 | 0 | 0 | 0 | 0 | 0 | 0 | 0 | 0 | 0 | 0 | 0 | 0 | 0 | 0 | 0 | 0 | 0 | 0 | 0
| Interest Expense, public loan |  |  |  | € |  | 0 | 0 | 0 | 0 | 0 | 0 | 0 | 0 | 0 | 0 | 0 | 0 | 0 | 0 | 0 | 0 | 0 | 0 | 0 | 0 | 0 | 0 | 0 | 0 | 0 | 0 | 0 | 0 | 0 | 0 | 0 | 0 | 0 | 0 | 0 | 0 | 0 | 0 | 0 | 0 | 0 | 0 | 0 | 0 | 0 | 0 | 0 | 0 | 0 | 0
| Interest Expense, commercial loan with public guarantees |  |  |  | € |  | 0 | 0 | 0 | 0 | 0 | 0 | 0 | 0 | 0 | 0 | 0 | 0 | 0 | 0 | 0 | 0 | 0 | 0 | 0 | 0 | 0 | 0 | 0 | 0 | 0 | 0 | 0 | 0 | 0 | 0 | 0 | 0 | 0 | 0 | 0 | 0 | 0 | 0 | 0 | 0 | 0 | 0 | 0 | 0 | 0 | 0 | 0 | 0 | 0 | 0
| Interest Expense, commercial loan without public guarantees |  |  |  | € |  | 0 | 0 | 0 | 0 | 0 | 0 | 0 | 0 | 0 | 0 | 0 | 0 | 0 | 0 | 0 | 0 | 0 | 0 | 0 | 0 | 0 | 0 | 0 | 0 | 0 | 0 | 0 | 0 | 0 | 0 | 0 | 0 | 0 | 0 | 0 | 0 | 0 | 0 | 0 | 0 | 0 | 0 | 0 | 0 | 0 | 0 | 0 | 0 | 0 | 0
| Front-end Fees |  |  |  | € |  | 0 | 0 | 0 | 0 | 0 | 0 | 0 | 0 | 0 | 0 | 0 | 0 | 0 | 0 | 0 | 0 | 0 | 0 | 0 | 0 | 0 | 0 | 0 | 0 | 0 | 0 | 0 | 0 | 0 | 0 | 0 | 0 | 0 | 0 | 0 | 0 | 0 | 0 | 0 | 0 | 0 | 0 | 0 | 0 | 0 | 0 | 0 | 0 | 0 | 0
| Public Guarantee Fees |  |  |  | € |  | 0 | 0 | 0 | 0 | 0 | 0 | 0 | 0 | 0 | 0 | 0 | 0 | 0 | 0 | 0 | 0 | 0 | 0 | 0 | 0 | 0 | 0 | 0 | 0 | 0 | 0 | 0 | 0 | 0 | 0 | 0 | 0 | 0 | 0 | 0 | 0 | 0 | 0 | 0 | 0 | 0 | 0 | 0 | 0 | 0 | 0 | 0 | 0 | 0 | 0
| Political Risk Insurance - Fees & Annual Premium Payments |  |  |  | € |  | 0 | 0 | 0 | 0 | 0 | 0 | 0 | 0 | 0 | 0 | 0 | 0 | 0 | 0 | 0 | 0 | 0 | 0 | 0 | 0 | 0 | 0 | 0 | 0 | 0 | 0 | 0 | 0 | 0 | 0 | 0 | 0 | 0 | 0 | 0 | 0 | 0 | 0 | 0 | 0 | 0 | 0 | 0 | 0 | 0 | 0 | 0 | 0 | 0 | 0
After-Tax LCOE (Wind, Prederisking)
| Operations & Maintenance Expenses, excluding fuel cost |  |  |  | € |  | 0 | 0 | 0 | 0 | 0 | 0 | 0 | 0 | 0 | 0 | 0 | 0 | 0 | 0 | 0 | 0 | 0 | 0 | 0 | 0 | 0 | 0 | 0 | 0 | 0 | 0 | 0 | 0 | 0 | 0 | 0 | 0 | 0 | 0 | 0 | 0 | 0 | 0 | 0 | 0 | 0 | 0 | 0 | 0 | 0 | 0 | 0 | 0 | 0 | 0
| Fuel Cost |  |  |  | € |  | #DIV/0! | #DIV/0! | #DIV/0! | #DIV/0! | #DIV/0! | #DIV/0! | #DIV/0! | #DIV/0! | #DIV/0! | #DIV/0! | #DIV/0! | #DIV/0! | #DIV/0! | #DIV/0! | #DIV/0! | #DIV/0! | #DIV/0! | #DIV/0! | #DIV/0! | #DIV/0! | #DIV/0! | #DIV/0! | #DIV/0! | #DIV/0! | #DIV/0! | #DIV/0! | #DIV/0! | #DIV/0! | #DIV/0! | #DIV/0! | #DIV/0! | #DIV/0! | #DIV/0! | #DIV/0! | #DIV/0! | #DIV/0! | #DIV/0! | #DIV/0! | #DIV/0! | #DIV/0! | #DIV/0! | #DIV/0! | #DIV/0! | #DIV/0! | #DIV/0! | #DIV/0! | #DIV/0! | #DIV/0! | #DIV/0! | #DIV/0!
| Front-end Fees |  |  |  | € |  | 0 | 0 | 0 | 0 | 0 | 0 | 0 | 0 | 0 | 0 | 0 | 0 | 0 | 0 | 0 | 0 | 0 | 0 | 0 | 0 | 0 | 0 | 0 | 0 | 0 | 0 | 0 | 0 | 0 | 0 | 0 | 0 | 0 | 0 | 0 | 0 | 0 | 0 | 0 | 0 | 0 | 0 | 0 | 0 | 0 | 0 | 0 | 0 | 0 | 0
| Public Guarantee Fees |  |  |  | € |  | 0 | 0 | 0 | 0 | 0 | 0 | 0 | 0 | 0 | 0 | 0 | 0 | 0 | 0 | 0 | 0 | 0 | 0 | 0 | 0 | 0 | 0 | 0 | 0 | 0 | 0 | 0 | 0 | 0 | 0 | 0 | 0 | 0 | 0 | 0 | 0 | 0 | 0 | 0 | 0 | 0 | 0 | 0 | 0 | 0 | 0 | 0 | 0 | 0 | 0
| Political Risk Insurance - Fees & Annual Premium Payments |  |  |  | € |  | 0 | 0 | 0 | 0 | 0 | 0 | 0 | 0 | 0 | 0 | 0 | 0 | 0 | 0 | 0 | 0 | 0 | 0 | 0 | 0 | 0 | 0 | 0 | 0 | 0 | 0 | 0 | 0 | 0 | 0 | 0 | 0 | 0 | 0 | 0 | 0 | 0 | 0 | 0 | 0 | 0 | 0 | 0 | 0 | 0 | 0 | 0 | 0 | 0 | 0
| Debt Financing Costs (principal and interest payments) |  |  |  | € |  | 0 | 0 | 0 | 0 | 0 | 0 | 0 | 0 | 0 | 0 | 0 | 0 | 0 | 0 | 0 | 0 | 0 | 0 | 0 | 0 | 0 | 0 | 0 | 0 | 0 | 0 | 0 | 0 | 0 | 0 | 0 | 0 | 0 | 0 | 0 | 0 | 0 | 0 | 0 | 0 | 0 | 0 | 0 | 0 | 0 | 0 | 0 | 0 | 0 | 0
| Tax benefit of O&M expenses, depreciation, interest expense, and other financial expenses |  |  |  | € |  | #DIV/0! | #DIV/0! | #DIV/0! | #DIV/0! | #DIV/0! | #DIV/0! | #DIV/0! | #DIV/0! | #DIV/0! | #DIV/0! | #DIV/0! | #DIV/0! | #DIV/0! | #DIV/0! | #DIV/0! | #DIV/0! | #DIV/0! | #DIV/0! | #DIV/0! | #DIV/0! | #DIV/0! | #DIV/0! | #DIV/0! | #DIV/0! | #DIV/0! | #DIV/0! | #DIV/0! | #DIV/0! | #DIV/0! | #DIV/0! | #DIV/0! | #DIV/0! | #DIV/0! | #DIV/0! | #DIV/0! | #DIV/0! | #DIV/0! | #DIV/0! | #DIV/0! | #DIV/0! | #DIV/0! | #DIV/0! | #DIV/0! | #DIV/0! | #DIV/0! | #DIV/0! | #DIV/0! | #DIV/0! | #DIV/0! | #DIV/0!
| Total costs |  |  |  | € | 0 | #DIV/0! | #DIV/0! | #DIV/0! | #DIV/0! | #DIV/0! | #DIV/0! | #DIV/0! | #DIV/0! | #DIV/0! | #DIV/0! | #DIV/0! | #DIV/0! | #DIV/0! | #DIV/0! | #DIV/0! | #DIV/0! | #DIV/0! | #DIV/0! | #DIV/0! | #DIV/0! | #DIV/0! | #DIV/0! | #DIV/0! | #DIV/0! | #DIV/0! | #DIV/0! | #DIV/0! | #DIV/0! | #DIV/0! | #DIV/0! | #DIV/0! | #DIV/0! | #DIV/0! | #DIV/0! | #DIV/0! | #DIV/0! | #DIV/0! | #DIV/0! | #DIV/0! | #DIV/0! | #DIV/0! | #DIV/0! | #DIV/0! | #DIV/0! | #DIV/0! | #DIV/0! | #DIV/0! | #DIV/0! | #DIV/0! | #DIV/0!
Cost of equity | bar: 0 to 50
| Net Present Value of total costs |  |  |  |  | 0: #DIV/0!
| Net Present Value of RE generation |  |  |  |  | 0: 0
| LCOE (year 1) |  |  |  | €/Mwh | bar: 0 to 50
| LCOE (year 1) adjusted for taxes |  |  |  | €/MWh | bar: 0 to 50
| Year |  |  |  |  | 0 | 1 | 2 | 3 | 4 | 5 | 6 | 7 | 8 | 9 | 10 | 11 | 12 | 13 | 14 | 15 | 16 | 17 | 18 | 19 | 20 | 21 | 22 | 23 | 24 | 25 | 26 | 27 | 28 | 29 | 30 | 31 | 32 | 33 | 34 | 35 | 36 | 37 | 38 | 39 | 40 | 41 | 42 | 43 | 44 | 45 | 46 | 47 | 48 | 49 | 50
HEAVY FUEL OIL
| Plant Operation | [5 empty] | 0 | 0 | 0 | 0 | 0 | 0 | 0 | 0 | 0 | 0 | 0 | 0 | 0 | 0 | 0 | 0 | 0 | 0 | 0 | 0 | 0 | 0 | 0 | 0 | 0 | 0 | 0 | 0 | 0 | 0 | 0 | 0 | 0 | 0 | 0 | 0 | 0 | 0 | 0 | 0 | 0 | 0 | 0 | 0 | 0 | 0 | 0 | 0 | 0 | 0
| Energy production |  |  |  | MWh |  | 0 | 0 | 0 | 0 | 0 | 0 | 0 | 0 | 0 | 0 | 0 | 0 | 0 | 0 | 0 | 0 | 0 | 0 | 0 | 0 | 0 | 0 | 0 | 0 | 0 | 0 | 0 | 0 | 0 | 0 | 0 | 0 | 0 | 0 | 0 | 0 | 0 | 0 | 0 | 0 | 0 | 0 | 0 | 0 | 0 | 0 | 0 | 0 | 0 | 0
Operating & Financial Expenses
| Operations & Maintenance Expenses, excluding fuel cost |  |  |  | € |  | 0 | 0 | 0 | 0 | 0 | 0 | 0 | 0 | 0 | 0 | 0 | 0 | 0 | 0 | 0 | 0 | 0 | 0 | 0 | 0 | 0 | 0 | 0 | 0 | 0 | 0 | 0 | 0 | 0 | 0 | 0 | 0 | 0 | 0 | 0 | 0 | 0 | 0 | 0 | 0 | 0 | 0 | 0 | 0 | 0 | 0 | 0 | 0 | 0 | 0
| Fuel Cost |  |  |  | €/MWh |  | 0 | 0 | 0 | 0 | 0 | 0 | 0 | 0 | 0 | 0 | 0 | 0 | 0 | 0 | 0 | 0 | 0 | 0 | 0 | 0 | 0 | 0 | 0 | 0 | 0 | 0 | 0 | 0 | 0 | 0 | 0 | 0 | 0 | 0 | 0 | 0 | 0 | 0 | 0 | 0 | 0 | 0 | 0 | 0 | 0 | 0 | 0 | 0 | 0 | 0
|  | Approach 1 - Model Default |  |  |  |  | 0 | 0 | 0 | 0 | 0 | 0 | 0 | 0 | 0 | 0 | 0 | 0 | 0 | 0 | 0 | 0 | 0 | 0 | 0 | 0 | 0 | 0 | 0 | 0 | 0 | 0 | 0 | 0 | 0 | 0 | 0 | 0 | 0 | 0 | 0 | 0 | 0 | 0 | 0 | 0 | 0 | 0 | 0 | 0 | 0 | 0 | 0 | 0 | 0 | 0
|  | Approach 2 - User-defined, annually adjusted |  |  |  |  | 0 | 0 | 0 | 0 | 0 | 0 | 0 | 0 | 0 | 0 | 0 | 0 | 0 | 0 | 0 | 0 | 0 | 0 | 0 | 0 | 0 | 0 | 0 | 0 | 0 | 0 | 0 | 0 | 0 | 0 | 0 | 0 | 0 | 0 | 0 | 0 | 0 | 0 | 0 | 0 | 0 | 0 | 0 | 0 | 0 | 0 | 0 | 0 | 0 | 0
|  | Approach 3 - User-defined, linear function |  |  |  |  | 0 | 0 | 0 | 0 | 0 | 0 | 0 | 0 | 0 | 0 | 0 | 0 | 0 | 0 | 0 | 0 | 0 | 0 | 0 | 0 | 0 | 0 | 0 | 0 | 0 | 0 | 0 | 0 | 0 | 0 | 0 | 0 | 0 | 0 | 0 | 0 | 0 | 0 | 0 | 0 | 0 | 0 | 0 | 0 | 0 | 0 | 0 | 0 | 0 | 0
|  | Approach 4 - Manual Entry |  |  |  |  | 0 | 0 | 0 | 0 | 0 | 0 | 0 | 0 | 0 | 0 | 0 | 0 | 0 | 0 | 0 | 0 | 0 | 0 | 0 | 0 | 0 | 0 | 0 | 0 | 0 | 0 | 0 | 0 | 0 | 0 | 0 | 0 | 0 | 0 | 0 | 0 | 0 | 0 | 0 | 0 | 0 | 0 | 0 | 0 | 0 | 0 | 0 | 0 | 0 | 0
| Total Fuel Cost |  |  |  | € |  | #DIV/0! | #DIV/0! | #DIV/0! | #DIV/0! | #DIV/0! | #DIV/0! | #DIV/0! | #DIV/0! | #DIV/0! | #DIV/0! | #DIV/0! | #DIV/0! | #DIV/0! | #DIV/0! | #DIV/0! | #DIV/0! | #DIV/0! | #DIV/0! | #DIV/0! | #DIV/0! | #DIV/0! | #DIV/0! | #DIV/0! | #DIV/0! | #DIV/0! | #DIV/0! | #DIV/0! | #DIV/0! | #DIV/0! | #DIV/0! | #DIV/0! | #DIV/0! | #DIV/0! | #DIV/0! | #DIV/0! | #DIV/0! | #DIV/0! | #DIV/0! | #DIV/0! | #DIV/0! | #DIV/0! | #DIV/0! | #DIV/0! | #DIV/0! | #DIV/0! | #DIV/0! | #DIV/0! | #DIV/0! | #DIV/0! | #DIV/0!
| Depreciation |  |  |  | € |  | 0 | 0 | 0 | 0 | 0 | 0 | 0 | 0 | 0 | 0 | 0 | 0 | 0 | 0 | 0 | 0 | 0 | 0 | 0 | 0 | 0 | 0 | 0 | 0 | 0 | 0 | 0 | 0 | 0 | 0 | 0 | 0 | 0 | 0 | 0 | 0 | 0 | 0 | 0 | 0 | 0 | 0 | 0 | 0 | 0 | 0 | 0 | 0 | 0 | 0
| Interest Expense, public loan |  |  |  | € |  | 0 | 0 | 0 | 0 | 0 | 0 | 0 | 0 | 0 | 0 | 0 | 0 | 0 | 0 | 0 | 0 | 0 | 0 | 0 | 0 | 0 | 0 | 0 | 0 | 0 | 0 | 0 | 0 | 0 | 0 | 0 | 0 | 0 | 0 | 0 | 0 | 0 | 0 | 0 | 0 | 0 | 0 | 0 | 0 | 0 | 0 | 0 | 0 | 0 | 0
| Interest Expense, commercial loan with public guarantees |  |  |  | € |  | 0 | 0 | 0 | 0 | 0 | 0 | 0 | 0 | 0 | 0 | 0 | 0 | 0 | 0 | 0 | 0 | 0 | 0 | 0 | 0 | 0 | 0 | 0 | 0 | 0 | 0 | 0 | 0 | 0 | 0 | 0 | 0 | 0 | 0 | 0 | 0 | 0 | 0 | 0 | 0 | 0 | 0 | 0 | 0 | 0 | 0 | 0 | 0 | 0 | 0
| Interest Expense, commercial loan without public guarantees |  |  |  | € |  | 0 | 0 | 0 | 0 | 0 | 0 | 0 | 0 | 0 | 0 | 0 | 0 | 0 | 0 | 0 | 0 | 0 | 0 | 0 | 0 | 0 | 0 | 0 | 0 | 0 | 0 | 0 | 0 | 0 | 0 | 0 | 0 | 0 | 0 | 0 | 0 | 0 | 0 | 0 | 0 | 0 | 0 | 0 | 0 | 0 | 0 | 0 | 0 | 0 | 0
| Front-end Fees |  |  |  | € |  | 0 | 0 | 0 | 0 | 0 | 0 | 0 | 0 | 0 | 0 | 0 | 0 | 0 | 0 | 0 | 0 | 0 | 0 | 0 | 0 | 0 | 0 | 0 | 0 | 0 | 0 | 0 | 0 | 0 | 0 | 0 | 0 | 0 | 0 | 0 | 0 | 0 | 0 | 0 | 0 | 0 | 0 | 0 | 0 | 0 | 0 | 0 | 0 | 0 | 0
| Public Guarantee Fees |  |  |  | € |  | 0 | 0 | 0 | 0 | 0 | 0 | 0 | 0 | 0 | 0 | 0 | 0 | 0 | 0 | 0 | 0 | 0 | 0 | 0 | 0 | 0 | 0 | 0 | 0 | 0 | 0 | 0 | 0 | 0 | 0 | 0 | 0 | 0 | 0 | 0 | 0 | 0 | 0 | 0 | 0 | 0 | 0 | 0 | 0 | 0 | 0 | 0 | 0 | 0 | 0
| Political Risk Insurance - Fees & Annual Premium Payments |  |  |  | € |  | 0 | 0 | 0 | 0 | 0 | 0 | 0 | 0 | 0 | 0 | 0 | 0 | 0 | 0 | 0 | 0 | 0 | 0 | 0 | 0 | 0 | 0 | 0 | 0 | 0 | 0 | 0 | 0 | 0 | 0 | 0 | 0 | 0 | 0 | 0 | 0 | 0 | 0 | 0 | 0 | 0 | 0 | 0 | 0 | 0 | 0 | 0 | 0 | 0 | 0
After-Tax LCOE (Wind, Prederisking)
| Operations & Maintenance Expenses, excluding fuel cost |  |  |  | € |  | 0 | 0 | 0 | 0 | 0 | 0 | 0 | 0 | 0 | 0 | 0 | 0 | 0 | 0 | 0 | 0 | 0 | 0 | 0 | 0 | 0 | 0 | 0 | 0 | 0 | 0 | 0 | 0 | 0 | 0 | 0 | 0 | 0 | 0 | 0 | 0 | 0 | 0 | 0 | 0 | 0 | 0 | 0 | 0 | 0 | 0 | 0 | 0 | 0 | 0
| Fuel Cost |  |  |  | € |  | #DIV/0! | #DIV/0! | #DIV/0! | #DIV/0! | #DIV/0! | #DIV/0! | #DIV/0! | #DIV/0! | #DIV/0! | #DIV/0! | #DIV/0! | #DIV/0! | #DIV/0! | #DIV/0! | #DIV/0! | #DIV/0! | #DIV/0! | #DIV/0! | #DIV/0! | #DIV/0! | #DIV/0! | #DIV/0! | #DIV/0! | #DIV/0! | #DIV/0! | #DIV/0! | #DIV/0! | #DIV/0! | #DIV/0! | #DIV/0! | #DIV/0! | #DIV/0! | #DIV/0! | #DIV/0! | #DIV/0! | #DIV/0! | #DIV/0! | #DIV/0! | #DIV/0! | #DIV/0! | #DIV/0! | #DIV/0! | #DIV/0! | #DIV/0! | #DIV/0! | #DIV/0! | #DIV/0! | #DIV/0! | #DIV/0! | #DIV/0!
| Front-end Fees |  |  |  | € |  | 0 | 0 | 0 | 0 | 0 | 0 | 0 | 0 | 0 | 0 | 0 | 0 | 0 | 0 | 0 | 0 | 0 | 0 | 0 | 0 | 0 | 0 | 0 | 0 | 0 | 0 | 0 | 0 | 0 | 0 | 0 | 0 | 0 | 0 | 0 | 0 | 0 | 0 | 0 | 0 | 0 | 0 | 0 | 0 | 0 | 0 | 0 | 0 | 0 | 0
| Public Guarantee Fees |  |  |  | € |  | 0 | 0 | 0 | 0 | 0 | 0 | 0 | 0 | 0 | 0 | 0 | 0 | 0 | 0 | 0 | 0 | 0 | 0 | 0 | 0 | 0 | 0 | 0 | 0 | 0 | 0 | 0 | 0 | 0 | 0 | 0 | 0 | 0 | 0 | 0 | 0 | 0 | 0 | 0 | 0 | 0 | 0 | 0 | 0 | 0 | 0 | 0 | 0 | 0 | 0
| Political Risk Insurance - Fees & Annual Premium Payments |  |  |  | € |  | 0 | 0 | 0 | 0 | 0 | 0 | 0 | 0 | 0 | 0 | 0 | 0 | 0 | 0 | 0 | 0 | 0 | 0 | 0 | 0 | 0 | 0 | 0 | 0 | 0 | 0 | 0 | 0 | 0 | 0 | 0 | 0 | 0 | 0 | 0 | 0 | 0 | 0 | 0 | 0 | 0 | 0 | 0 | 0 | 0 | 0 | 0 | 0 | 0 | 0
| Debt Financing Costs (principal and interest payments) |  |  |  | € |  | 0 | 0 | 0 | 0 | 0 | 0 | 0 | 0 | 0 | 0 | 0 | 0 | 0 | 0 | 0 | 0 | 0 | 0 | 0 | 0 | 0 | 0 | 0 | 0 | 0 | 0 | 0 | 0 | 0 | 0 | 0 | 0 | 0 | 0 | 0 | 0 | 0 | 0 | 0 | 0 | 0 | 0 | 0 | 0 | 0 | 0 | 0 | 0 | 0 | 0
| Tax benefit of O&M expenses, depreciation, interest expense, and other financial expenses |  |  |  | € |  | #DIV/0! | #DIV/0! | #DIV/0! | #DIV/0! | #DIV/0! | #DIV/0! | #DIV/0! | #DIV/0! | #DIV/0! | #DIV/0! | #DIV/0! | #DIV/0! | #DIV/0! | #DIV/0! | #DIV/0! | #DIV/0! | #DIV/0! | #DIV/0! | #DIV/0! | #DIV/0! | #DIV/0! | #DIV/0! | #DIV/0! | #DIV/0! | #DIV/0! | #DIV/0! | #DIV/0! | #DIV/0! | #DIV/0! | #DIV/0! | #DIV/0! | #DIV/0! | #DIV/0! | #DIV/0! | #DIV/0! | #DIV/0! | #DIV/0! | #DIV/0! | #DIV/0! | #DIV/0! | #DIV/0! | #DIV/0! | #DIV/0! | #DIV/0! | #DIV/0! | #DIV/0! | #DIV/0! | #DIV/0! | #DIV/0! | #DIV/0!
| Total costs |  |  |  | € | 0 | #DIV/0! | #DIV/0! | #DIV/0! | #DIV/0! | #DIV/0! | #DIV/0! | #DIV/0! | #DIV/0! | #DIV/0! | #DIV/0! | #DIV/0! | #DIV/0! | #DIV/0! | #DIV/0! | #DIV/0! | #DIV/0! | #DIV/0! | #DIV/0! | #DIV/0! | #DIV/0! | #DIV/0! | #DIV/0! | #DIV/0! | #DIV/0! | #DIV/0! | #DIV/0! | #DIV/0! | #DIV/0! | #DIV/0! | #DIV/0! | #DIV/0! | #DIV/0! | #DIV/0! | #DIV/0! | #DIV/0! | #DIV/0! | #DIV/0! | #DIV/0! | #DIV/0! | #DIV/0! | #DIV/0! | #DIV/0! | #DIV/0! | #DIV/0! | #DIV/0! | #DIV/0! | #DIV/0! | #DIV/0! | #DIV/0! | #DIV/0!
Cost of equity | bar: 0
| Net Present Value of total costs |  |  |  |  | 0: #DIV/0!
| Net Present Value of RE generation |  |  |  |  | 0: 0
| LCOE (year 1) |  |  |  | €/Mwh | bar: 0
| LCOE (year 1) adjusted for taxes |  |  |  | €/MWh | bar: 0
GEOTHERMAL
| Plant Operation | [5 empty] | 0 | 0 | 0 | 0 | 0 | 0 | 0 | 0 | 0 | 0 | 0 | 0 | 0 | 0 | 0 | 0 | 0 | 0 | 0 | 0 | 0 | 0 | 0 | 0 | 0 | 0 | 0 | 0 | 0 | 0 | 0 | 0 | 0 | 0 | 0 | 0 | 0 | 0 | 0 | 0 | 0 | 0 | 0 | 0 | 0 | 0 | 0 | 0 | 0 | 0
| Energy production |  |  |  | MWh |  | 0 | 0 | 0 | 0 | 0 | 0 | 0 | 0 | 0 | 0 | 0 | 0 | 0 | 0 | 0 | 0 | 0 | 0 | 0 | 0 | 0 | 0 | 0 | 0 | 0 | 0 | 0 | 0 | 0 | 0 | 0 | 0 | 0 | 0 | 0 | 0 | 0 | 0 | 0 | 0 | 0 | 0 | 0 | 0 | 0 | 0 | 0 | 0 | 0 | 0
Operating & Financial Expenses
| Operations & Maintenance Expenses, excluding fuel cost |  |  |  | € |  | 0 | 0 | 0 | 0 | 0 | 0 | 0 | 0 | 0 | 0 | 0 | 0 | 0 | 0 | 0 | 0 | 0 | 0 | 0 | 0 | 0 | 0 | 0 | 0 | 0 | 0 | 0 | 0 | 0 | 0 | 0 | 0 | 0 | 0 | 0 | 0 | 0 | 0 | 0 | 0 | 0 | 0 | 0 | 0 | 0 | 0 | 0 | 0 | 0 | 0
| Fuel Cost |  |  |  | €/MWh |  | 0 | 0 | 0 | 0 | 0 | 0 | 0 | 0 | 0 | 0 | 0 | 0 | 0 | 0 | 0 | 0 | 0 | 0 | 0 | 0 | 0 | 0 | 0 | 0 | 0 | 0 | 0 | 0 | 0 | 0 | 0 | 0 | 0 | 0 | 0 | 0 | 0 | 0 | 0 | 0 | 0 | 0 | 0 | 0 | 0 | 0 | 0 | 0 | 0 | 0
|  | Approach 1 - Model Default |  |  |  |  | 0 | 0 | 0 | 0 | 0 | 0 | 0 | 0 | 0 | 0 | 0 | 0 | 0 | 0 | 0 | 0 | 0 | 0 | 0 | 0 | 0 | 0 | 0 | 0 | 0 | 0 | 0 | 0 | 0 | 0 | 0 | 0 | 0 | 0 | 0 | 0 | 0 | 0 | 0 | 0 | 0 | 0 | 0 | 0 | 0 | 0 | 0 | 0 | 0 | 0
|  | Approach 2 - User-defined, annually adjusted |  |  |  |  | 0 | 0 | 0 | 0 | 0 | 0 | 0 | 0 | 0 | 0 | 0 | 0 | 0 | 0 | 0 | 0 | 0 | 0 | 0 | 0 | 0 | 0 | 0 | 0 | 0 | 0 | 0 | 0 | 0 | 0 | 0 | 0 | 0 | 0 | 0 | 0 | 0 | 0 | 0 | 0 | 0 | 0 | 0 | 0 | 0 | 0 | 0 | 0 | 0 | 0
|  | Approach 3 - User-defined, linear function |  |  |  |  | 0 | 0 | 0 | 0 | 0 | 0 | 0 | 0 | 0 | 0 | 0 | 0 | 0 | 0 | 0 | 0 | 0 | 0 | 0 | 0 | 0 | 0 | 0 | 0 | 0 | 0 | 0 | 0 | 0 | 0 | 0 | 0 | 0 | 0 | 0 | 0 | 0 | 0 | 0 | 0 | 0 | 0 | 0 | 0 | 0 | 0 | 0 | 0 | 0 | 0
|  | Approach 4 - Manual Entry |  |  |  |  | 0 | 0 | 0 | 0 | 0 | 0 | 0 | 0 | 0 | 0 | 0 | 0 | 0 | 0 | 0 | 0 | 0 | 0 | 0 | 0 | 0 | 0 | 0 | 0 | 0 | 0 | 0 | 0 | 0 | 0 | 0 | 0 | 0 | 0 | 0 | 0 | 0 | 0 | 0 | 0 | 0 | 0 | 0 | 0 | 0 | 0 | 0 | 0 | 0 | 0
| Total Fuel Cost |  |  |  | € |  | #DIV/0! | #DIV/0! | #DIV/0! | #DIV/0! | #DIV/0! | #DIV/0! | #DIV/0! | #DIV/0! | #DIV/0! | #DIV/0! | #DIV/0! | #DIV/0! | #DIV/0! | #DIV/0! | #DIV/0! | #DIV/0! | #DIV/0! | #DIV/0! | #DIV/0! | #DIV/0! | #DIV/0! | #DIV/0! | #DIV/0! | #DIV/0! | #DIV/0! | #DIV/0! | #DIV/0! | #DIV/0! | #DIV/0! | #DIV/0! | #DIV/0! | #DIV/0! | #DIV/0! | #DIV/0! | #DIV/0! | #DIV/0! | #DIV/0! | #DIV/0! | #DIV/0! | #DIV/0! | #DIV/0! | #DIV/0! | #DIV/0! | #DIV/0! | #DIV/0! | #DIV/0! | #DIV/0! | #DIV/0! | #DIV/0! | #DIV/0!
| Depreciation |  |  |  | € |  | 0 | 0 | 0 | 0 | 0 | 0 | 0 | 0 | 0 | 0 | 0 | 0 | 0 | 0 | 0 | 0 | 0 | 0 | 0 | 0 | 0 | 0 | 0 | 0 | 0 | 0 | 0 | 0 | 0 | 0 | 0 | 0 | 0 | 0 | 0 | 0 | 0 | 0 | 0 | 0 | 0 | 0 | 0 | 0 | 0 | 0 | 0 | 0 | 0 | 0
| Interest Expense, public loan |  |  |  | € |  | 0 | 0 | 0 | 0 | 0 | 0 | 0 | 0 | 0 | 0 | 0 | 0 | 0 | 0 | 0 | 0 | 0 | 0 | 0 | 0 | 0 | 0 | 0 | 0 | 0 | 0 | 0 | 0 | 0 | 0 | 0 | 0 | 0 | 0 | 0 | 0 | 0 | 0 | 0 | 0 | 0 | 0 | 0 | 0 | 0 | 0 | 0 | 0 | 0 | 0
| Interest Expense, commercial loan with public guarantees |  |  |  | € |  | 0 | 0 | 0 | 0 | 0 | 0 | 0 | 0 | 0 | 0 | 0 | 0 | 0 | 0 | 0 | 0 | 0 | 0 | 0 | 0 | 0 | 0 | 0 | 0 | 0 | 0 | 0 | 0 | 0 | 0 | 0 | 0 | 0 | 0 | 0 | 0 | 0 | 0 | 0 | 0 | 0 | 0 | 0 | 0 | 0 | 0 | 0 | 0 | 0 | 0
| Interest Expense, commercial loan without public guarantees |  |  |  | € |  | 0 | 0 | 0 | 0 | 0 | 0 | 0 | 0 | 0 | 0 | 0 | 0 | 0 | 0 | 0 | 0 | 0 | 0 | 0 | 0 | 0 | 0 | 0 | 0 | 0 | 0 | 0 | 0 | 0 | 0 | 0 | 0 | 0 | 0 | 0 | 0 | 0 | 0 | 0 | 0 | 0 | 0 | 0 | 0 | 0 | 0 | 0 | 0 | 0 | 0
| Front-end Fees |  |  |  | € |  | 0 | 0 | 0 | 0 | 0 | 0 | 0 | 0 | 0 | 0 | 0 | 0 | 0 | 0 | 0 | 0 | 0 | 0 | 0 | 0 | 0 | 0 | 0 | 0 | 0 | 0 | 0 | 0 | 0 | 0 | 0 | 0 | 0 | 0 | 0 | 0 | 0 | 0 | 0 | 0 | 0 | 0 | 0 | 0 | 0 | 0 | 0 | 0 | 0 | 0
| Public Guarantee Fees |  |  |  | € |  | 0 | 0 | 0 | 0 | 0 | 0 | 0 | 0 | 0 | 0 | 0 | 0 | 0 | 0 | 0 | 0 | 0 | 0 | 0 | 0 | 0 | 0 | 0 | 0 | 0 | 0 | 0 | 0 | 0 | 0 | 0 | 0 | 0 | 0 | 0 | 0 | 0 | 0 | 0 | 0 | 0 | 0 | 0 | 0 | 0 | 0 | 0 | 0 | 0 | 0
| Political Risk Insurance - Fees & Annual Premium Payments |  |  |  | € |  | 0 | 0 | 0 | 0 | 0 | 0 | 0 | 0 | 0 | 0 | 0 | 0 | 0 | 0 | 0 | 0 | 0 | 0 | 0 | 0 | 0 | 0 | 0 | 0 | 0 | 0 | 0 | 0 | 0 | 0 | 0 | 0 | 0 | 0 | 0 | 0 | 0 | 0 | 0 | 0 | 0 | 0 | 0 | 0 | 0 | 0 | 0 | 0 | 0 | 0
After-Tax LCOE (Wind, Prederisking)
| Operations & Maintenance Expenses, excluding fuel cost |  |  |  | € |  | 0 | 0 | 0 | 0 | 0 | 0 | 0 | 0 | 0 | 0 | 0 | 0 | 0 | 0 | 0 | 0 | 0 | 0 | 0 | 0 | 0 | 0 | 0 | 0 | 0 | 0 | 0 | 0 | 0 | 0 | 0 | 0 | 0 | 0 | 0 | 0 | 0 | 0 | 0 | 0 | 0 | 0 | 0 | 0 | 0 | 0 | 0 | 0 | 0 | 0
| Fuel Cost |  |  |  | € |  | #DIV/0! | #DIV/0! | #DIV/0! | #DIV/0! | #DIV/0! | #DIV/0! | #DIV/0! | #DIV/0! | #DIV/0! | #DIV/0! | #DIV/0! | #DIV/0! | #DIV/0! | #DIV/0! | #DIV/0! | #DIV/0! | #DIV/0! | #DIV/0! | #DIV/0! | #DIV/0! | #DIV/0! | #DIV/0! | #DIV/0! | #DIV/0! | #DIV/0! | #DIV/0! | #DIV/0! | #DIV/0! | #DIV/0! | #DIV/0! | #DIV/0! | #DIV/0! | #DIV/0! | #DIV/0! | #DIV/0! | #DIV/0! | #DIV/0! | #DIV/0! | #DIV/0! | #DIV/0! | #DIV/0! | #DIV/0! | #DIV/0! | #DIV/0! | #DIV/0! | #DIV/0! | #DIV/0! | #DIV/0! | #DIV/0! | #DIV/0!
| Front-end Fees |  |  |  | € |  | 0 | 0 | 0 | 0 | 0 | 0 | 0 | 0 | 0 | 0 | 0 | 0 | 0 | 0 | 0 | 0 | 0 | 0 | 0 | 0 | 0 | 0 | 0 | 0 | 0 | 0 | 0 | 0 | 0 | 0 | 0 | 0 | 0 | 0 | 0 | 0 | 0 | 0 | 0 | 0 | 0 | 0 | 0 | 0 | 0 | 0 | 0 | 0 | 0 | 0
| Public Guarantee Fees |  |  |  | € |  | 0 | 0 | 0 | 0 | 0 | 0 | 0 | 0 | 0 | 0 | 0 | 0 | 0 | 0 | 0 | 0 | 0 | 0 | 0 | 0 | 0 | 0 | 0 | 0 | 0 | 0 | 0 | 0 | 0 | 0 | 0 | 0 | 0 | 0 | 0 | 0 | 0 | 0 | 0 | 0 | 0 | 0 | 0 | 0 | 0 | 0 | 0 | 0 | 0 | 0
| Political Risk Insurance - Fees & Annual Premium Payments |  |  |  | € |  | 0 | 0 | 0 | 0 | 0 | 0 | 0 | 0 | 0 | 0 | 0 | 0 | 0 | 0 | 0 | 0 | 0 | 0 | 0 | 0 | 0 | 0 | 0 | 0 | 0 | 0 | 0 | 0 | 0 | 0 | 0 | 0 | 0 | 0 | 0 | 0 | 0 | 0 | 0 | 0 | 0 | 0 | 0 | 0 | 0 | 0 | 0 | 0 | 0 | 0
| Debt Financing Costs (principal and interest payments) |  |  |  | € |  | 0 | 0 | 0 | 0 | 0 | 0 | 0 | 0 | 0 | 0 | 0 | 0 | 0 | 0 | 0 | 0 | 0 | 0 | 0 | 0 | 0 | 0 | 0 | 0 | 0 | 0 | 0 | 0 | 0 | 0 | 0 | 0 | 0 | 0 | 0 | 0 | 0 | 0 | 0 | 0 | 0 | 0 | 0 | 0 | 0 | 0 | 0 | 0 | 0 | 0
| Tax benefit of O&M expenses, depreciation, interest expense, and other financial expenses |  |  |  | € |  | #DIV/0! | #DIV/0! | #DIV/0! | #DIV/0! | #DIV/0! | #DIV/0! | #DIV/0! | #DIV/0! | #DIV/0! | #DIV/0! | #DIV/0! | #DIV/0! | #DIV/0! | #DIV/0! | #DIV/0! | #DIV/0! | #DIV/0! | #DIV/0! | #DIV/0! | #DIV/0! | #DIV/0! | #DIV/0! | #DIV/0! | #DIV/0! | #DIV/0! | #DIV/0! | #DIV/0! | #DIV/0! | #DIV/0! | #DIV/0! | #DIV/0! | #DIV/0! | #DIV/0! | #DIV/0! | #DIV/0! | #DIV/0! | #DIV/0! | #DIV/0! | #DIV/0! | #DIV/0! | #DIV/0! | #DIV/0! | #DIV/0! | #DIV/0! | #DIV/0! | #DIV/0! | #DIV/0! | #DIV/0! | #DIV/0! | #DIV/0!
| Total costs |  |  |  | € | 0 | #DIV/0! | #DIV/0! | #DIV/0! | #DIV/0! | #DIV/0! | #DIV/0! | #DIV/0! | #DIV/0! | #DIV/0! | #DIV/0! | #DIV/0! | #DIV/0! | #DIV/0! | #DIV/0! | #DIV/0! | #DIV/0! | #DIV/0! | #DIV/0! | #DIV/0! | #DIV/0! | #DIV/0! | #DIV/0! | #DIV/0! | #DIV/0! | #DIV/0! | #DIV/0! | #DIV/0! | #DIV/0! | #DIV/0! | #DIV/0! | #DIV/0! | #DIV/0! | #DIV/0! | #DIV/0! | #DIV/0! | #DIV/0! | #DIV/0! | #DIV/0! | #DIV/0! | #DIV/0! | #DIV/0! | #DIV/0! | #DIV/0! | #DIV/0! | #DIV/0! | #DIV/0! | #DIV/0! | #DIV/0! | #DIV/0! | #DIV/0!
Cost of equity | bar: 0 to 50
| Net Present Value of total costs |  |  |  |  | 0: #DIV/0!
| Net Present Value of RE generation |  |  |  |  | 0: 0
| LCOE (year 1) |  |  |  | €/Mwh | bar: 0 to 50
| LCOE (year 1) adjusted for taxes |  |  |  | €/MWh | bar: 0 to 50
B. FINANCING, SUPPORTING CALCULATIONS
| Year |  |  |  |  | 0 | 1 | 2 | 3 | 4 | 5 | 6 | 7 | 8 | 9 | 10 | 11 | 12 | 13 | 14 | 15 | 16 | 17 | 18 | 19 | 20 | 21 | 22 | 23 | 24 | 25 | 26 | 27 | 28 | 29 | 30 | 31 | 32 | 33 | 34 | 35 | 36 | 37 | 38 | 39 | 40 | 41 | 42 | 43 | 44 | 45 | 46 | 47 | 48 | 49 | 50
NATURAL GAS
Public loan
|  | - Loan Amount | € |  |  | 0: 0
|  | - Loan Tenor | years |  |  | 0: 0
|  | - Interest Rate | % | bar: 0
Debt Service
|  | Interest Payment |  |  |  |  | 0 | 0 | 0 | 0 | 0 | 0 | 0 | 0 | 0 | 0 | 0 | 0 | 0 | 0 | 0 | 0 | 0 | 0 | 0 | 0 | 0 | 0 | 0 | 0 | 0 | 0 | 0 | 0 | 0 | 0 | 0 | 0 | 0 | 0 | 0 | 0 | 0 | 0 | 0 | 0 | 0 | 0 | 0 | 0 | 0 | 0 | 0 | 0 | 0 | 0
|  | Principal Payment |  |  |  |  | 0 | 0 | 0 | 0 | 0 | 0 | 0 | 0 | 0 | 0 | 0 | 0 | 0 | 0 | 0 | 0 | 0 | 0 | 0 | 0 | 0 | 0 | 0 | 0 | 0 | 0 | 0 | 0 | 0 | 0 | 0 | 0 | 0 | 0 | 0 | 0 | 0 | 0 | 0 | 0 | 0 | 0 | 0 | 0 | 0 | 0 | 0 | 0 | 0 | 0
|  | Total Debt Service |  |  |  |  | 0 | 0 | 0 | 0 | 0 | 0 | 0 | 0 | 0 | 0 | 0 | 0 | 0 | 0 | 0 | 0 | 0 | 0 | 0 | 0 | 0 | 0 | 0 | 0 | 0 | 0 | 0 | 0 | 0 | 0 | 0 | 0 | 0 | 0 | 0 | 0 | 0 | 0 | 0 | 0 | 0 | 0 | 0 | 0 | 0 | 0 | 0 | 0 | 0 | 0
Loan Amortization Schedule
|  | Beginning balance |  |  |  | 0 | 0 | 0 | 0 | 0 | 0 | 0 | 0 | 0 | 0 | 0 | 0 | 0 | 0 | 0 | 0 | 0 | 0 | 0 | 0 | 0 | 0 | 0 | 0 | 0 | 0 | 0 | 0 | 0 | 0 | 0 | 0 | 0 | 0 | 0 | 0 | 0 | 0 | 0 | 0 | 0 | 0 | 0 | 0 | 0 | 0 | 0 | 0 | 0 | 0 | 0
|  | Drawdowns |  |  |  | 0 | 0 | 0 | 0 | 0 | 0 | 0 | 0 | 0 | 0 | 0 | 0 | 0 | 0 | 0 | 0 | 0 | 0 | 0 | 0 | 0 | 0 | 0 | 0 | 0 | 0 | 0 | 0 | 0 | 0 | 0 | 0 | 0 | 0 | 0 | 0 | 0 | 0 | 0 | 0 | 0 | 0 | 0 | 0 | 0 | 0 | 0 | 0 | 0 | 0 | 0
|  | Loan repayment |  |  |  | 0 | 0 | 0 | 0 | 0 | 0 | 0 | 0 | 0 | 0 | 0 | 0 | 0 | 0 | 0 | 0 | 0 | 0 | 0 | 0 | 0 | 0 | 0 | 0 | 0 | 0 | 0 | 0 | 0 | 0 | 0 | 0 | 0 | 0 | 0 | 0 | 0 | 0 | 0 | 0 | 0 | 0 | 0 | 0 | 0 | 0 | 0 | 0 | 0 | 0 | 0
|  | Ending balance |  |  |  | 0 | 0 | 0 | 0 | 0 | 0 | 0 | 0 | 0 | 0 | 0 | 0 | 0 | 0 | 0 | 0 | 0 | 0 | 0 | 0 | 0 | 0 | 0 | 0 | 0 | 0 | 0 | 0 | 0 | 0 | 0 | 0 | 0 | 0 | 0 | 0 | 0 | 0 | 0 | 0 | 0 | 0 | 0 | 0 | 0 | 0 | 0 | 0 | 0 | 0 | 0
Fees
|  | Front-end Fee |  |  |  |  | 0 | 0 | 0 | 0 | 0 | 0 | 0 | 0 | 0 | 0 | 0 | 0 | 0 | 0 | 0 | 0 | 0 | 0 | 0 | 0 | 0 | 0 | 0 | 0 | 0 | 0 | 0 | 0 | 0 | 0 | 0 | 0 | 0 | 0 | 0 | 0 | 0 | 0 | 0 | 0 | 0 | 0 | 0 | 0 | 0 | 0 | 0 | 0 | 0 | 0
Commercial loans with public guarantees
|  | - Loan Amount | € |  |  | 0: 0
|  | - Loan Tenor | years |  |  | 0: 0
|  | - Interest Rate | % | bar: 0
|  | Guarantee Coverage, as a % of Commercial Loan Value | % | bar: 0
|  | Term of Public Guarantee Coverage | years |  |  | 0: 0
Debt Service
|  | Interest Payment |  |  |  |  | 0 | 0 | 0 | 0 | 0 | 0 | 0 | 0 | 0 | 0 | 0 | 0 | 0 | 0 | 0 | 0 | 0 | 0 | 0 | 0 | 0 | 0 | 0 | 0 | 0 | 0 | 0 | 0 | 0 | 0 | 0 | 0 | 0 | 0 | 0 | 0 | 0 | 0 | 0 | 0 | 0 | 0 | 0 | 0 | 0 | 0 | 0 | 0 | 0 | 0
|  | Principal Payment |  |  |  |  | 0 | 0 | 0 | 0 | 0 | 0 | 0 | 0 | 0 | 0 | 0 | 0 | 0 | 0 | 0 | 0 | 0 | 0 | 0 | 0 | 0 | 0 | 0 | 0 | 0 | 0 | 0 | 0 | 0 | 0 | 0 | 0 | 0 | 0 | 0 | 0 | 0 | 0 | 0 | 0 | 0 | 0 | 0 | 0 | 0 | 0 | 0 | 0 | 0 | 0
|  | Total Debt Service |  |  |  |  | 0 | 0 | 0 | 0 | 0 | 0 | 0 | 0 | 0 | 0 | 0 | 0 | 0 | 0 | 0 | 0 | 0 | 0 | 0 | 0 | 0 | 0 | 0 | 0 | 0 | 0 | 0 | 0 | 0 | 0 | 0 | 0 | 0 | 0 | 0 | 0 | 0 | 0 | 0 | 0 | 0 | 0 | 0 | 0 | 0 | 0 | 0 | 0 | 0 | 0
Loan Amortization Schedule
|  | Beginning balance |  |  |  | 0 | 0 | 0 | 0 | 0 | 0 | 0 | 0 | 0 | 0 | 0 | 0 | 0 | 0 | 0 | 0 | 0 | 0 | 0 | 0 | 0 | 0 | 0 | 0 | 0 | 0 | 0 | 0 | 0 | 0 | 0 | 0 | 0 | 0 | 0 | 0 | 0 | 0 | 0 | 0 | 0 | 0 | 0 | 0 | 0 | 0 | 0 | 0 | 0 | 0 | 0
|  | Drawdowns |  |  |  | 0 | 0 | 0 | 0 | 0 | 0 | 0 | 0 | 0 | 0 | 0 | 0 | 0 | 0 | 0 | 0 | 0 | 0 | 0 | 0 | 0 | 0 | 0 | 0 | 0 | 0 | 0 | 0 | 0 | 0 | 0 | 0 | 0 | 0 | 0 | 0 | 0 | 0 | 0 | 0 | 0 | 0 | 0 | 0 | 0 | 0 | 0 | 0 | 0 | 0 | 0
|  | Loan repayment |  |  |  | 0 | 0 | 0 | 0 | 0 | 0 | 0 | 0 | 0 | 0 | 0 | 0 | 0 | 0 | 0 | 0 | 0 | 0 | 0 | 0 | 0 | 0 | 0 | 0 | 0 | 0 | 0 | 0 | 0 | 0 | 0 | 0 | 0 | 0 | 0 | 0 | 0 | 0 | 0 | 0 | 0 | 0 | 0 | 0 | 0 | 0 | 0 | 0 | 0 | 0 | 0
|  | Ending balance |  |  |  | 0 | 0 | 0 | 0 | 0 | 0 | 0 | 0 | 0 | 0 | 0 | 0 | 0 | 0 | 0 | 0 | 0 | 0 | 0 | 0 | 0 | 0 | 0 | 0 | 0 | 0 | 0 | 0 | 0 | 0 | 0 | 0 | 0 | 0 | 0 | 0 | 0 | 0 | 0 | 0 | 0 | 0 | 0 | 0 | 0 | 0 | 0 | 0 | 0 | 0 | 0
Fees
|  | Front-end fee, commercial loan with guarantees |  |  |  |  | 0 | 0 | 0 | 0 | 0 | 0 | 0 | 0 | 0 | 0 | 0 | 0 | 0 | 0 | 0 | 0 | 0 | 0 | 0 | 0 | 0 | 0 | 0 | 0 | 0 | 0 | 0 | 0 | 0 | 0 | 0 | 0 | 0 | 0 | 0 | 0 | 0 | 0 | 0 | 0 | 0 | 0 | 0 | 0 | 0 | 0 | 0 | 0 | 0 | 0
|  | Front-end Fee, Public Guarantee |  |  |  |  | 0 | 0 | 0 | 0 | 0 | 0 | 0 | 0 | 0 | 0 | 0 | 0 | 0 | 0 | 0 | 0 | 0 | 0 | 0 | 0 | 0 | 0 | 0 | 0 | 0 | 0 | 0 | 0 | 0 | 0 | 0 | 0 | 0 | 0 | 0 | 0 | 0 | 0 | 0 | 0 | 0 | 0 | 0 | 0 | 0 | 0 | 0 | 0 | 0 | 0
|  | Annual Public Guarantee Fee |  |  |  |  | 0 | 0 | 0 | 0 | 0 | 0 | 0 | 0 | 0 | 0 | 0 | 0 | 0 | 0 | 0 | 0 | 0 | 0 | 0 | 0 | 0 | 0 | 0 | 0 | 0 | 0 | 0 | 0 | 0 | 0 | 0 | 0 | 0 | 0 | 0 | 0 | 0 | 0 | 0 | 0 | 0 | 0 | 0 | 0 | 0 | 0 | 0 | 0 | 0 | 0
Commercial loans without public guarantees
|  | - Loan Amount |  |  |  | 0: 498175.1825
|  | - Loan Tenor |  |  |  | 0: 12.5
|  | - Interest Rate |  |  |  | 0: 5.525%
Debt Service
|  | Interest Payment |  |  |  |  | 27524.1788 | 25937.7636 | 24263.6989 | 22497.1422 | 20632.9832 | 18665.8294 | 16589.9904 | 14399.4612 | 12087.9054 | 9648.636 | 7074.5971 | 4358.3424 | 0 | 0 | 0 | 0 | 0 | 0 | 0 | 0 | 0 | 0 | 0 | 0 | 0 | 0 | 0 | 0 | 0 | 0 | 0 | 0 | 0 | 0 | 0 | 0 | 0 | 0 | 0 | 0 | 0 | 0 | 0 | 0 | 0 | 0 | 0 | 0 | 0 | 0
|  | Principal Payment |  |  |  |  | 28713.3978 | 30299.813 | 31973.8777 | 33740.4344 | 35604.5934 | 37571.7472 | 39647.5862 | 41838.1154 | 44149.6713 | 46588.9406 | 49162.9796 | 51879.2342 | 0 | 0 | 0 | 0 | 0 | 0 | 0 | 0 | 0 | 0 | 0 | 0 | 0 | 0 | 0 | 0 | 0 | 0 | 0 | 0 | 0 | 0 | 0 | 0 | 0 | 0 | 0 | 0 | 0 | 0 | 0 | 0 | 0 | 0 | 0 | 0 | 0 | 0
|  | Total Debt Service |  |  |  |  | 56237.5766 | 56237.5766 | 56237.5766 | 56237.5766 | 56237.5766 | 56237.5766 | 56237.5766 | 56237.5766 | 56237.5766 | 56237.5766 | 56237.5766 | 56237.5766 | 0 | 0 | 0 | 0 | 0 | 0 | 0 | 0 | 0 | 0 | 0 | 0 | 0 | 0 | 0 | 0 | 0 | 0 | 0 | 0 | 0 | 0 | 0 | 0 | 0 | 0 | 0 | 0 | 0 | 0 | 0 | 0 | 0 | 0 | 0 | 0 | 0 | 0
Loan Amortization Schedule
|  | Beginning balance |  |  |  | 0 | 498175.1825 | 469461.7847 | 439161.9717 | 407188.094 | 373447.6596 | 337843.0662 | 300271.319 | 260623.7327 | 218785.6174 | 174635.9461 | 128047.0055 | 78884.0259 | 27004.7918 | 27004.7918 | 27004.7918 | 27004.7918 | 27004.7918 | 27004.7918 | 27004.7918 | 27004.7918 | 27004.7918 | 27004.7918 | 27004.7918 | 27004.7918 | 27004.7918 | 27004.7918 | 27004.7918 | 27004.7918 | 27004.7918 | 27004.7918 | 27004.7918 | 27004.7918 | 27004.7918 | 27004.7918 | 27004.7918 | 27004.7918 | 27004.7918 | 27004.7918 | 27004.7918 | 27004.7918 | 27004.7918 | 27004.7918 | 27004.7918 | 27004.7918 | 27004.7918 | 27004.7918 | 27004.7918 | 27004.7918 | 27004.7918 | 27004.7918
|  | Drawdowns |  |  |  | 498175.1825 | 0 | 0 | 0 | 0 | 0 | 0 | 0 | 0 | 0 | 0 | 0 | 0 | 0 | 0 | 0 | 0 | 0 | 0 | 0 | 0 | 0 | 0 | 0 | 0 | 0 | 0 | 0 | 0 | 0 | 0 | 0 | 0 | 0 | 0 | 0 | 0 | 0 | 0 | 0 | 0 | 0 | 0 | 0 | 0 | 0 | 0 | 0 | 0 | 0 | 0
|  | Loan repayment |  |  |  | 0 | -28713.3978 | -30299.813 | -31973.8777 | -33740.4344 | -35604.5934 | -37571.7472 | -39647.5862 | -41838.1154 | -44149.6713 | -46588.9406 | -49162.9796 | -51879.2342 | 0 | 0 | 0 | 0 | 0 | 0 | 0 | 0 | 0 | 0 | 0 | 0 | 0 | 0 | 0 | 0 | 0 | 0 | 0 | 0 | 0 | 0 | 0 | 0 | 0 | 0 | 0 | 0 | 0 | 0 | 0 | 0 | 0 | 0 | 0 | 0 | 0 | 0
|  | Ending balance |  |  |  | 498175.1825 | 469461.7847 | 439161.9717 | 407188.094 | 373447.6596 | 337843.0662 | 300271.319 | 260623.7327 | 218785.6174 | 174635.9461 | 128047.0055 | 78884.0259 | 27004.7918 | 27004.7918 | 27004.7918 | 27004.7918 | 27004.7918 | 27004.7918 | 27004.7918 | 27004.7918 | 27004.7918 | 27004.7918 | 27004.7918 | 27004.7918 | 27004.7918 | 27004.7918 | 27004.7918 | 27004.7918 | 27004.7918 | 27004.7918 | 27004.7918 | 27004.7918 | 27004.7918 | 27004.7918 | 27004.7918 | 27004.7918 | 27004.7918 | 27004.7918 | 27004.7918 | 27004.7918 | 27004.7918 | 27004.7918 | 27004.7918 | 27004.7918 | 27004.7918 | 27004.7918 | 27004.7918 | 27004.7918 | 27004.7918 | 27004.7918 | 27004.7918
Fees
|  | Front-end fee, commercial loans without public guarantees |  |  |  |  | 0 | 0 | 0 | 0 | 0 | 0 | 0 | 0 | 0 | 0 | 0 | 0 | 0 | 0 | 0 | 0 | 0 | 0 | 0 | 0 | 0 | 0 | 0 | 0 | 0 | 0 | 0 | 0 | 0 | 0 | 0 | 0 | 0 | 0 | 0 | 0 | 0 | 0 | 0 | 0 | 0 | 0 | 0 | 0 | 0 | 0 | 0 | 0 | 0 | 0
Political Risk Insurance (PRI) for Equity Investment
|  | - Equity Investment Covered |  |  |  | 0: 0
|  | Term of Political Risk Insurance |  |  |  | 0: 0
|  | Front-end Fee |  |  |  | 0: 0
|  | Annual Political Risk Insurance Premium |  |  |  | 0: 0
Fees
|  | Front-end Fee |  |  |  |  | 0 | 0 | 0 | 0 | 0 | 0 | 0 | 0 | 0 | 0 | 0 | 0 | 0 | 0 | 0 | 0 | 0 | 0 | 0 | 0 | 0 | 0 | 0 | 0 | 0 | 0 | 0 | 0 | 0 | 0 | 0 | 0 | 0 | 0 | 0 | 0 | 0 | 0 | 0 | 0 | 0 | 0 | 0 | 0 | 0 | 0 | 0 | 0 | 0 | 0
|  | Annual Political Risk Insurance Premium |  |  |  |  | 0 | 0 | 0 | 0 | 0 | 0 | 0 | 0 | 0 | 0 | 0 | 0 | 0 | 0 | 0 | 0 | 0 | 0 | 0 | 0 | 0 | 0 | 0 | 0 | 0 | 0 | 0 | 0 | 0 | 0 | 0 | 0 | 0 | 0 | 0 | 0 | 0 | 0 | 0 | 0 | 0 | 0 | 0 | 0 | 0 | 0 | 0 | 0 | 0 | 0
|  | Total Fees for PRI |  |  |  |  | 0 | 0 | 0 | 0 | 0 | 0 | 0 | 0 | 0 | 0 | 0 | 0 | 0 | 0 | 0 | 0 | 0 | 0 | 0 | 0 | 0 | 0 | 0 | 0 | 0 | 0 | 0 | 0 | 0 | 0 | 0 | 0 | 0 | 0 | 0 | 0 | 0 | 0 | 0 | 0 | 0 | 0 | 0 | 0 | 0 | 0 | 0 | 0 | 0 | 0
COAL
Public loan
|  | - Loan Amount | € |  |  | 0: 0
|  | - Loan Tenor | years |  |  | 0: 0
|  | - Interest Rate | % | bar: 0 to 50
Debt Service
|  | Interest Payment |  |  |  |  | 0 | 0 | 0 | 0 | 0 | 0 | 0 | 0 | 0 | 0 | 0 | 0 | 0 | 0 | 0 | 0 | 0 | 0 | 0 | 0 | 0 | 0 | 0 | 0 | 0 | 0 | 0 | 0 | 0 | 0 | 0 | 0 | 0 | 0 | 0 | 0 | 0 | 0 | 0 | 0 | 0 | 0 | 0 | 0 | 0 | 0 | 0 | 0 | 0 | 0
|  | Principal Payment |  |  |  |  | 0 | 0 | 0 | 0 | 0 | 0 | 0 | 0 | 0 | 0 | 0 | 0 | 0 | 0 | 0 | 0 | 0 | 0 | 0 | 0 | 0 | 0 | 0 | 0 | 0 | 0 | 0 | 0 | 0 | 0 | 0 | 0 | 0 | 0 | 0 | 0 | 0 | 0 | 0 | 0 | 0 | 0 | 0 | 0 | 0 | 0 | 0 | 0 | 0 | 0
|  | Total Debt Service |  |  |  |  | 0 | 0 | 0 | 0 | 0 | 0 | 0 | 0 | 0 | 0 | 0 | 0 | 0 | 0 | 0 | 0 | 0 | 0 | 0 | 0 | 0 | 0 | 0 | 0 | 0 | 0 | 0 | 0 | 0 | 0 | 0 | 0 | 0 | 0 | 0 | 0 | 0 | 0 | 0 | 0 | 0 | 0 | 0 | 0 | 0 | 0 | 0 | 0 | 0 | 0
Loan Amortization Schedule
|  | Beginning balance |  |  |  | 0 | 0 | 0 | 0 | 0 | 0 | 0 | 0 | 0 | 0 | 0 | 0 | 0 | 0 | 0 | 0 | 0 | 0 | 0 | 0 | 0 | 0 | 0 | 0 | 0 | 0 | 0 | 0 | 0 | 0 | 0 | 0 | 0 | 0 | 0 | 0 | 0 | 0 | 0 | 0 | 0 | 0 | 0 | 0 | 0 | 0 | 0 | 0 | 0 | 0 | 0
|  | Drawdowns |  |  |  | 0 | 0 | 0 | 0 | 0 | 0 | 0 | 0 | 0 | 0 | 0 | 0 | 0 | 0 | 0 | 0 | 0 | 0 | 0 | 0 | 0 | 0 | 0 | 0 | 0 | 0 | 0 | 0 | 0 | 0 | 0 | 0 | 0 | 0 | 0 | 0 | 0 | 0 | 0 | 0 | 0 | 0 | 0 | 0 | 0 | 0 | 0 | 0 | 0 | 0 | 0
|  | Loan repayment |  |  |  | 0 | 0 | 0 | 0 | 0 | 0 | 0 | 0 | 0 | 0 | 0 | 0 | 0 | 0 | 0 | 0 | 0 | 0 | 0 | 0 | 0 | 0 | 0 | 0 | 0 | 0 | 0 | 0 | 0 | 0 | 0 | 0 | 0 | 0 | 0 | 0 | 0 | 0 | 0 | 0 | 0 | 0 | 0 | 0 | 0 | 0 | 0 | 0 | 0 | 0 | 0
|  | Ending balance |  |  |  | 0 | 0 | 0 | 0 | 0 | 0 | 0 | 0 | 0 | 0 | 0 | 0 | 0 | 0 | 0 | 0 | 0 | 0 | 0 | 0 | 0 | 0 | 0 | 0 | 0 | 0 | 0 | 0 | 0 | 0 | 0 | 0 | 0 | 0 | 0 | 0 | 0 | 0 | 0 | 0 | 0 | 0 | 0 | 0 | 0 | 0 | 0 | 0 | 0 | 0 | 0
Fees
|  | Front-end Fee |  |  |  |  | 0 | 0 | 0 | 0 | 0 | 0 | 0 | 0 | 0 | 0 | 0 | 0 | 0 | 0 | 0 | 0 | 0 | 0 | 0 | 0 | 0 | 0 | 0 | 0 | 0 | 0 | 0 | 0 | 0 | 0 | 0 | 0 | 0 | 0 | 0 | 0 | 0 | 0 | 0 | 0 | 0 | 0 | 0 | 0 | 0 | 0 | 0 | 0 | 0 | 0
Commercial loans with public guarantees
|  | - Loan Amount | € |  |  | 0: 0
|  | - Loan Tenor | years |  |  | 0: 0
|  | - Interest Rate | % | bar: 0 to 50
|  | Guarantee Coverage, as a % of Commercial Loan Value | % | bar: 0 to 50
|  | Term of Public Guarantee Coverage | years |  |  | 0: 0
Debt Service
|  | Interest Payment |  |  |  |  | 0 | 0 | 0 | 0 | 0 | 0 | 0 | 0 | 0 | 0 | 0 | 0 | 0 | 0 | 0 | 0 | 0 | 0 | 0 | 0 | 0 | 0 | 0 | 0 | 0 | 0 | 0 | 0 | 0 | 0 | 0 | 0 | 0 | 0 | 0 | 0 | 0 | 0 | 0 | 0 | 0 | 0 | 0 | 0 | 0 | 0 | 0 | 0 | 0 | 0
|  | Principal Payment |  |  |  |  | 0 | 0 | 0 | 0 | 0 | 0 | 0 | 0 | 0 | 0 | 0 | 0 | 0 | 0 | 0 | 0 | 0 | 0 | 0 | 0 | 0 | 0 | 0 | 0 | 0 | 0 | 0 | 0 | 0 | 0 | 0 | 0 | 0 | 0 | 0 | 0 | 0 | 0 | 0 | 0 | 0 | 0 | 0 | 0 | 0 | 0 | 0 | 0 | 0 | 0
|  | Total Debt Service |  |  |  |  | 0 | 0 | 0 | 0 | 0 | 0 | 0 | 0 | 0 | 0 | 0 | 0 | 0 | 0 | 0 | 0 | 0 | 0 | 0 | 0 | 0 | 0 | 0 | 0 | 0 | 0 | 0 | 0 | 0 | 0 | 0 | 0 | 0 | 0 | 0 | 0 | 0 | 0 | 0 | 0 | 0 | 0 | 0 | 0 | 0 | 0 | 0 | 0 | 0 | 0
Loan Amortization Schedule
|  | Beginning balance |  |  |  | 0 | 0 | 0 | 0 | 0 | 0 | 0 | 0 | 0 | 0 | 0 | 0 | 0 | 0 | 0 | 0 | 0 | 0 | 0 | 0 | 0 | 0 | 0 | 0 | 0 | 0 | 0 | 0 | 0 | 0 | 0 | 0 | 0 | 0 | 0 | 0 | 0 | 0 | 0 | 0 | 0 | 0 | 0 | 0 | 0 | 0 | 0 | 0 | 0 | 0 | 0
|  | Drawdowns |  |  |  | 0 | 0 | 0 | 0 | 0 | 0 | 0 | 0 | 0 | 0 | 0 | 0 | 0 | 0 | 0 | 0 | 0 | 0 | 0 | 0 | 0 | 0 | 0 | 0 | 0 | 0 | 0 | 0 | 0 | 0 | 0 | 0 | 0 | 0 | 0 | 0 | 0 | 0 | 0 | 0 | 0 | 0 | 0 | 0 | 0 | 0 | 0 | 0 | 0 | 0 | 0
|  | Loan repayment |  |  |  | 0 | 0 | 0 | 0 | 0 | 0 | 0 | 0 | 0 | 0 | 0 | 0 | 0 | 0 | 0 | 0 | 0 | 0 | 0 | 0 | 0 | 0 | 0 | 0 | 0 | 0 | 0 | 0 | 0 | 0 | 0 | 0 | 0 | 0 | 0 | 0 | 0 | 0 | 0 | 0 | 0 | 0 | 0 | 0 | 0 | 0 | 0 | 0 | 0 | 0 | 0
|  | Ending balance |  |  |  | 0 | 0 | 0 | 0 | 0 | 0 | 0 | 0 | 0 | 0 | 0 | 0 | 0 | 0 | 0 | 0 | 0 | 0 | 0 | 0 | 0 | 0 | 0 | 0 | 0 | 0 | 0 | 0 | 0 | 0 | 0 | 0 | 0 | 0 | 0 | 0 | 0 | 0 | 0 | 0 | 0 | 0 | 0 | 0 | 0 | 0 | 0 | 0 | 0 | 0 | 0
Fees
|  | Front-end fee, commercial loan with guarantees |  |  |  |  | 0 | 0 | 0 | 0 | 0 | 0 | 0 | 0 | 0 | 0 | 0 | 0 | 0 | 0 | 0 | 0 | 0 | 0 | 0 | 0 | 0 | 0 | 0 | 0 | 0 | 0 | 0 | 0 | 0 | 0 | 0 | 0 | 0 | 0 | 0 | 0 | 0 | 0 | 0 | 0 | 0 | 0 | 0 | 0 | 0 | 0 | 0 | 0 | 0 | 0
|  | Front-end Fee, Public Guarantee |  |  |  |  | 0 | 0 | 0 | 0 | 0 | 0 | 0 | 0 | 0 | 0 | 0 | 0 | 0 | 0 | 0 | 0 | 0 | 0 | 0 | 0 | 0 | 0 | 0 | 0 | 0 | 0 | 0 | 0 | 0 | 0 | 0 | 0 | 0 | 0 | 0 | 0 | 0 | 0 | 0 | 0 | 0 | 0 | 0 | 0 | 0 | 0 | 0 | 0 | 0 | 0
|  | Annual Public Guarantee Fee |  |  |  |  | 0 | 0 | 0 | 0 | 0 | 0 | 0 | 0 | 0 | 0 | 0 | 0 | 0 | 0 | 0 | 0 | 0 | 0 | 0 | 0 | 0 | 0 | 0 | 0 | 0 | 0 | 0 | 0 | 0 | 0 | 0 | 0 | 0 | 0 | 0 | 0 | 0 | 0 | 0 | 0 | 0 | 0 | 0 | 0 | 0 | 0 | 0 | 0 | 0 | 0
Commercial loans without public guarantees
|  | - Loan Amount |  |  |  | 0: 0
|  | - Loan Tenor |  |  |  | 0: 0
- Interest Rate | bar: 0 to 50
Debt Service
|  | Interest Payment |  |  |  |  | 0 | 0 | 0 | 0 | 0 | 0 | 0 | 0 | 0 | 0 | 0 | 0 | 0 | 0 | 0 | 0 | 0 | 0 | 0 | 0 | 0 | 0 | 0 | 0 | 0 | 0 | 0 | 0 | 0 | 0 | 0 | 0 | 0 | 0 | 0 | 0 | 0 | 0 | 0 | 0 | 0 | 0 | 0 | 0 | 0 | 0 | 0 | 0 | 0 | 0
|  | Principal Payment |  |  |  |  | 0 | 0 | 0 | 0 | 0 | 0 | 0 | 0 | 0 | 0 | 0 | 0 | 0 | 0 | 0 | 0 | 0 | 0 | 0 | 0 | 0 | 0 | 0 | 0 | 0 | 0 | 0 | 0 | 0 | 0 | 0 | 0 | 0 | 0 | 0 | 0 | 0 | 0 | 0 | 0 | 0 | 0 | 0 | 0 | 0 | 0 | 0 | 0 | 0 | 0
|  | Total Debt Service |  |  |  |  | 0 | 0 | 0 | 0 | 0 | 0 | 0 | 0 | 0 | 0 | 0 | 0 | 0 | 0 | 0 | 0 | 0 | 0 | 0 | 0 | 0 | 0 | 0 | 0 | 0 | 0 | 0 | 0 | 0 | 0 | 0 | 0 | 0 | 0 | 0 | 0 | 0 | 0 | 0 | 0 | 0 | 0 | 0 | 0 | 0 | 0 | 0 | 0 | 0 | 0
Loan Amortization Schedule
|  | Beginning balance |  |  |  | 0 | 0 | 0 | 0 | 0 | 0 | 0 | 0 | 0 | 0 | 0 | 0 | 0 | 0 | 0 | 0 | 0 | 0 | 0 | 0 | 0 | 0 | 0 | 0 | 0 | 0 | 0 | 0 | 0 | 0 | 0 | 0 | 0 | 0 | 0 | 0 | 0 | 0 | 0 | 0 | 0 | 0 | 0 | 0 | 0 | 0 | 0 | 0 | 0 | 0 | 0
|  | Drawdowns |  |  |  | 0 | 0 | 0 | 0 | 0 | 0 | 0 | 0 | 0 | 0 | 0 | 0 | 0 | 0 | 0 | 0 | 0 | 0 | 0 | 0 | 0 | 0 | 0 | 0 | 0 | 0 | 0 | 0 | 0 | 0 | 0 | 0 | 0 | 0 | 0 | 0 | 0 | 0 | 0 | 0 | 0 | 0 | 0 | 0 | 0 | 0 | 0 | 0 | 0 | 0 | 0
|  | Loan repayment |  |  |  | 0 | 0 | 0 | 0 | 0 | 0 | 0 | 0 | 0 | 0 | 0 | 0 | 0 | 0 | 0 | 0 | 0 | 0 | 0 | 0 | 0 | 0 | 0 | 0 | 0 | 0 | 0 | 0 | 0 | 0 | 0 | 0 | 0 | 0 | 0 | 0 | 0 | 0 | 0 | 0 | 0 | 0 | 0 | 0 | 0 | 0 | 0 | 0 | 0 | 0 | 0
|  | Ending balance |  |  |  | 0 | 0 | 0 | 0 | 0 | 0 | 0 | 0 | 0 | 0 | 0 | 0 | 0 | 0 | 0 | 0 | 0 | 0 | 0 | 0 | 0 | 0 | 0 | 0 | 0 | 0 | 0 | 0 | 0 | 0 | 0 | 0 | 0 | 0 | 0 | 0 | 0 | 0 | 0 | 0 | 0 | 0 | 0 | 0 | 0 | 0 | 0 | 0 | 0 | 0 | 0
Fees
|  | Front-end fee, commercial loans without public guarantees |  |  |  |  | 0 | 0 | 0 | 0 | 0 | 0 | 0 | 0 | 0 | 0 | 0 | 0 | 0 | 0 | 0 | 0 | 0 | 0 | 0 | 0 | 0 | 0 | 0 | 0 | 0 | 0 | 0 | 0 | 0 | 0 | 0 | 0 | 0 | 0 | 0 | 0 | 0 | 0 | 0 | 0 | 0 | 0 | 0 | 0 | 0 | 0 | 0 | 0 | 0 | 0
Political Risk Insurance (PRI) for Equity Investment
|  | - Equity Investment Covered |  |  |  | 0: 0
|  | Term of Political Risk Insurance |  |  |  | 0: 0
|  | Front-end Fee |  |  |  | 0: 0
|  | Annual Political Risk Insurance Premium |  |  |  | 0: 0
Fees
|  | Front-end Fee |  |  |  |  | 0 | 0 | 0 | 0 | 0 | 0 | 0 | 0 | 0 | 0 | 0 | 0 | 0 | 0 | 0 | 0 | 0 | 0 | 0 | 0 | 0 | 0 | 0 | 0 | 0 | 0 | 0 | 0 | 0 | 0 | 0 | 0 | 0 | 0 | 0 | 0 | 0 | 0 | 0 | 0 | 0 | 0 | 0 | 0 | 0 | 0 | 0 | 0 | 0 | 0
|  | Annual Political Risk Insurance Premium |  |  |  |  | 0 | 0 | 0 | 0 | 0 | 0 | 0 | 0 | 0 | 0 | 0 | 0 | 0 | 0 | 0 | 0 | 0 | 0 | 0 | 0 | 0 | 0 | 0 | 0 | 0 | 0 | 0 | 0 | 0 | 0 | 0 | 0 | 0 | 0 | 0 | 0 | 0 | 0 | 0 | 0 | 0 | 0 | 0 | 0 | 0 | 0 | 0 | 0 | 0 | 0
|  | Total Fees for PRI |  |  |  |  | 0 | 0 | 0 | 0 | 0 | 0 | 0 | 0 | 0 | 0 | 0 | 0 | 0 | 0 | 0 | 0 | 0 | 0 | 0 | 0 | 0 | 0 | 0 | 0 | 0 | 0 | 0 | 0 | 0 | 0 | 0 | 0 | 0 | 0 | 0 | 0 | 0 | 0 | 0 | 0 | 0 | 0 | 0 | 0 | 0 | 0 | 0 | 0 | 0 | 0
| Year |  |  |  |  | 0 | 1 | 2 | 3 | 4 | 5 | 6 | 7 | 8 | 9 | 10 | 11 | 12 | 13 | 14 | 15 | 16 | 17 | 18 | 19 | 20 | 21 | 22 | 23 | 24 | 25 | 26 | 27 | 28 | 29 | 30 | 31 | 32 | 33 | 34 | 35 | 36 | 37 | 38 | 39 | 40 | 41 | 42 | 43 | 44 | 45 | 46 | 47 | 48 | 49 | 50
HYDRO
Public loan
|  | - Loan Amount | € |  |  | 0: 0
|  | - Loan Tenor | years |  |  | 0: 0
|  | - Interest Rate | % | bar: 0
Debt Service
|  | Interest Payment |  |  |  |  | 0 | 0 | 0 | 0 | 0 | 0 | 0 | 0 | 0 | 0 | 0 | 0 | 0 | 0 | 0 | 0 | 0 | 0 | 0 | 0 | 0 | 0 | 0 | 0 | 0 | 0 | 0 | 0 | 0 | 0 | 0 | 0 | 0 | 0 | 0 | 0 | 0 | 0 | 0 | 0 | 0 | 0 | 0 | 0 | 0 | 0 | 0 | 0 | 0 | 0
|  | Principal Payment |  |  |  |  | 0 | 0 | 0 | 0 | 0 | 0 | 0 | 0 | 0 | 0 | 0 | 0 | 0 | 0 | 0 | 0 | 0 | 0 | 0 | 0 | 0 | 0 | 0 | 0 | 0 | 0 | 0 | 0 | 0 | 0 | 0 | 0 | 0 | 0 | 0 | 0 | 0 | 0 | 0 | 0 | 0 | 0 | 0 | 0 | 0 | 0 | 0 | 0 | 0 | 0
|  | Total Debt Service |  |  |  |  | 0 | 0 | 0 | 0 | 0 | 0 | 0 | 0 | 0 | 0 | 0 | 0 | 0 | 0 | 0 | 0 | 0 | 0 | 0 | 0 | 0 | 0 | 0 | 0 | 0 | 0 | 0 | 0 | 0 | 0 | 0 | 0 | 0 | 0 | 0 | 0 | 0 | 0 | 0 | 0 | 0 | 0 | 0 | 0 | 0 | 0 | 0 | 0 | 0 | 0
Loan Amortization Schedule
|  | Beginning balance |  |  |  | 0 | 0 | 0 | 0 | 0 | 0 | 0 | 0 | 0 | 0 | 0 | 0 | 0 | 0 | 0 | 0 | 0 | 0 | 0 | 0 | 0 | 0 | 0 | 0 | 0 | 0 | 0 | 0 | 0 | 0 | 0 | 0 | 0 | 0 | 0 | 0 | 0 | 0 | 0 | 0 | 0 | 0 | 0 | 0 | 0 | 0 | 0 | 0 | 0 | 0 | 0
|  | Drawdowns |  |  |  | 0 | 0 | 0 | 0 | 0 | 0 | 0 | 0 | 0 | 0 | 0 | 0 | 0 | 0 | 0 | 0 | 0 | 0 | 0 | 0 | 0 | 0 | 0 | 0 | 0 | 0 | 0 | 0 | 0 | 0 | 0 | 0 | 0 | 0 | 0 | 0 | 0 | 0 | 0 | 0 | 0 | 0 | 0 | 0 | 0 | 0 | 0 | 0 | 0 | 0 | 0
|  | Loan repayment |  |  |  | 0 | 0 | 0 | 0 | 0 | 0 | 0 | 0 | 0 | 0 | 0 | 0 | 0 | 0 | 0 | 0 | 0 | 0 | 0 | 0 | 0 | 0 | 0 | 0 | 0 | 0 | 0 | 0 | 0 | 0 | 0 | 0 | 0 | 0 | 0 | 0 | 0 | 0 | 0 | 0 | 0 | 0 | 0 | 0 | 0 | 0 | 0 | 0 | 0 | 0 | 0
|  | Ending balance |  |  |  | 0 | 0 | 0 | 0 | 0 | 0 | 0 | 0 | 0 | 0 | 0 | 0 | 0 | 0 | 0 | 0 | 0 | 0 | 0 | 0 | 0 | 0 | 0 | 0 | 0 | 0 | 0 | 0 | 0 | 0 | 0 | 0 | 0 | 0 | 0 | 0 | 0 | 0 | 0 | 0 | 0 | 0 | 0 | 0 | 0 | 0 | 0 | 0 | 0 | 0 | 0
Fees
|  | Front-end Fee |  |  |  |  | 0 | 0 | 0 | 0 | 0 | 0 | 0 | 0 | 0 | 0 | 0 | 0 | 0 | 0 | 0 | 0 | 0 | 0 | 0 | 0 | 0 | 0 | 0 | 0 | 0 | 0 | 0 | 0 | 0 | 0 | 0 | 0 | 0 | 0 | 0 | 0 | 0 | 0 | 0 | 0 | 0 | 0 | 0 | 0 | 0 | 0 | 0 | 0 | 0 | 0
Commercial loans with public guarantees
|  | - Loan Amount | € |  |  | 0: 0
|  | - Loan Tenor | years |  |  | 0: 0
|  | - Interest Rate | % | bar: 0
|  | Guarantee Coverage, as a % of Commercial Loan Value | % | bar: 0
|  | Term of Public Guarantee Coverage | years |  |  | 0: 0
Debt Service
|  | Interest Payment |  |  |  |  | 0 | 0 | 0 | 0 | 0 | 0 | 0 | 0 | 0 | 0 | 0 | 0 | 0 | 0 | 0 | 0 | 0 | 0 | 0 | 0 | 0 | 0 | 0 | 0 | 0 | 0 | 0 | 0 | 0 | 0 | 0 | 0 | 0 | 0 | 0 | 0 | 0 | 0 | 0 | 0 | 0 | 0 | 0 | 0 | 0 | 0 | 0 | 0 | 0 | 0
|  | Principal Payment |  |  |  |  | 0 | 0 | 0 | 0 | 0 | 0 | 0 | 0 | 0 | 0 | 0 | 0 | 0 | 0 | 0 | 0 | 0 | 0 | 0 | 0 | 0 | 0 | 0 | 0 | 0 | 0 | 0 | 0 | 0 | 0 | 0 | 0 | 0 | 0 | 0 | 0 | 0 | 0 | 0 | 0 | 0 | 0 | 0 | 0 | 0 | 0 | 0 | 0 | 0 | 0
|  | Total Debt Service |  |  |  |  | 0 | 0 | 0 | 0 | 0 | 0 | 0 | 0 | 0 | 0 | 0 | 0 | 0 | 0 | 0 | 0 | 0 | 0 | 0 | 0 | 0 | 0 | 0 | 0 | 0 | 0 | 0 | 0 | 0 | 0 | 0 | 0 | 0 | 0 | 0 | 0 | 0 | 0 | 0 | 0 | 0 | 0 | 0 | 0 | 0 | 0 | 0 | 0 | 0 | 0
Loan Amortization Schedule
|  | Beginning balance |  |  |  | 0 | 0 | 0 | 0 | 0 | 0 | 0 | 0 | 0 | 0 | 0 | 0 | 0 | 0 | 0 | 0 | 0 | 0 | 0 | 0 | 0 | 0 | 0 | 0 | 0 | 0 | 0 | 0 | 0 | 0 | 0 | 0 | 0 | 0 | 0 | 0 | 0 | 0 | 0 | 0 | 0 | 0 | 0 | 0 | 0 | 0 | 0 | 0 | 0 | 0 | 0
|  | Drawdowns |  |  |  | 0 | 0 | 0 | 0 | 0 | 0 | 0 | 0 | 0 | 0 | 0 | 0 | 0 | 0 | 0 | 0 | 0 | 0 | 0 | 0 | 0 | 0 | 0 | 0 | 0 | 0 | 0 | 0 | 0 | 0 | 0 | 0 | 0 | 0 | 0 | 0 | 0 | 0 | 0 | 0 | 0 | 0 | 0 | 0 | 0 | 0 | 0 | 0 | 0 | 0 | 0
|  | Loan repayment |  |  |  | 0 | 0 | 0 | 0 | 0 | 0 | 0 | 0 | 0 | 0 | 0 | 0 | 0 | 0 | 0 | 0 | 0 | 0 | 0 | 0 | 0 | 0 | 0 | 0 | 0 | 0 | 0 | 0 | 0 | 0 | 0 | 0 | 0 | 0 | 0 | 0 | 0 | 0 | 0 | 0 | 0 | 0 | 0 | 0 | 0 | 0 | 0 | 0 | 0 | 0 | 0
|  | Ending balance |  |  |  | 0 | 0 | 0 | 0 | 0 | 0 | 0 | 0 | 0 | 0 | 0 | 0 | 0 | 0 | 0 | 0 | 0 | 0 | 0 | 0 | 0 | 0 | 0 | 0 | 0 | 0 | 0 | 0 | 0 | 0 | 0 | 0 | 0 | 0 | 0 | 0 | 0 | 0 | 0 | 0 | 0 | 0 | 0 | 0 | 0 | 0 | 0 | 0 | 0 | 0 | 0
Fees
|  | Front-end fee, commercial loan with guarantees |  |  |  |  | 0 | 0 | 0 | 0 | 0 | 0 | 0 | 0 | 0 | 0 | 0 | 0 | 0 | 0 | 0 | 0 | 0 | 0 | 0 | 0 | 0 | 0 | 0 | 0 | 0 | 0 | 0 | 0 | 0 | 0 | 0 | 0 | 0 | 0 | 0 | 0 | 0 | 0 | 0 | 0 | 0 | 0 | 0 | 0 | 0 | 0 | 0 | 0 | 0 | 0
|  | Front-end Fee, Public Guarantee |  |  |  |  | 0 | 0 | 0 | 0 | 0 | 0 | 0 | 0 | 0 | 0 | 0 | 0 | 0 | 0 | 0 | 0 | 0 | 0 | 0 | 0 | 0 | 0 | 0 | 0 | 0 | 0 | 0 | 0 | 0 | 0 | 0 | 0 | 0 | 0 | 0 | 0 | 0 | 0 | 0 | 0 | 0 | 0 | 0 | 0 | 0 | 0 | 0 | 0 | 0 | 0
|  | Annual Public Guarantee Fee |  |  |  |  | 0 | 0 | 0 | 0 | 0 | 0 | 0 | 0 | 0 | 0 | 0 | 0 | 0 | 0 | 0 | 0 | 0 | 0 | 0 | 0 | 0 | 0 | 0 | 0 | 0 | 0 | 0 | 0 | 0 | 0 | 0 | 0 | 0 | 0 | 0 | 0 | 0 | 0 | 0 | 0 | 0 | 0 | 0 | 0 | 0 | 0 | 0 | 0 | 0 | 0
Commercial loans without public guarantees
|  | - Loan Amount |  |  |  | 0: 0
|  | - Loan Tenor |  |  |  | 0: 0
- Interest Rate | bar: 0
Debt Service
|  | Interest Payment |  |  |  |  | 0 | 0 | 0 | 0 | 0 | 0 | 0 | 0 | 0 | 0 | 0 | 0 | 0 | 0 | 0 | 0 | 0 | 0 | 0 | 0 | 0 | 0 | 0 | 0 | 0 | 0 | 0 | 0 | 0 | 0 | 0 | 0 | 0 | 0 | 0 | 0 | 0 | 0 | 0 | 0 | 0 | 0 | 0 | 0 | 0 | 0 | 0 | 0 | 0 | 0
|  | Principal Payment |  |  |  |  | 0 | 0 | 0 | 0 | 0 | 0 | 0 | 0 | 0 | 0 | 0 | 0 | 0 | 0 | 0 | 0 | 0 | 0 | 0 | 0 | 0 | 0 | 0 | 0 | 0 | 0 | 0 | 0 | 0 | 0 | 0 | 0 | 0 | 0 | 0 | 0 | 0 | 0 | 0 | 0 | 0 | 0 | 0 | 0 | 0 | 0 | 0 | 0 | 0 | 0
|  | Total Debt Service |  |  |  |  | 0 | 0 | 0 | 0 | 0 | 0 | 0 | 0 | 0 | 0 | 0 | 0 | 0 | 0 | 0 | 0 | 0 | 0 | 0 | 0 | 0 | 0 | 0 | 0 | 0 | 0 | 0 | 0 | 0 | 0 | 0 | 0 | 0 | 0 | 0 | 0 | 0 | 0 | 0 | 0 | 0 | 0 | 0 | 0 | 0 | 0 | 0 | 0 | 0 | 0
Loan Amortization Schedule
|  | Beginning balance |  |  |  | 0 | 0 | 0 | 0 | 0 | 0 | 0 | 0 | 0 | 0 | 0 | 0 | 0 | 0 | 0 | 0 | 0 | 0 | 0 | 0 | 0 | 0 | 0 | 0 | 0 | 0 | 0 | 0 | 0 | 0 | 0 | 0 | 0 | 0 | 0 | 0 | 0 | 0 | 0 | 0 | 0 | 0 | 0 | 0 | 0 | 0 | 0 | 0 | 0 | 0 | 0
|  | Drawdowns |  |  |  | 0 | 0 | 0 | 0 | 0 | 0 | 0 | 0 | 0 | 0 | 0 | 0 | 0 | 0 | 0 | 0 | 0 | 0 | 0 | 0 | 0 | 0 | 0 | 0 | 0 | 0 | 0 | 0 | 0 | 0 | 0 | 0 | 0 | 0 | 0 | 0 | 0 | 0 | 0 | 0 | 0 | 0 | 0 | 0 | 0 | 0 | 0 | 0 | 0 | 0 | 0
|  | Loan repayment |  |  |  | 0 | 0 | 0 | 0 | 0 | 0 | 0 | 0 | 0 | 0 | 0 | 0 | 0 | 0 | 0 | 0 | 0 | 0 | 0 | 0 | 0 | 0 | 0 | 0 | 0 | 0 | 0 | 0 | 0 | 0 | 0 | 0 | 0 | 0 | 0 | 0 | 0 | 0 | 0 | 0 | 0 | 0 | 0 | 0 | 0 | 0 | 0 | 0 | 0 | 0 | 0
|  | Ending balance |  |  |  | 0 | 0 | 0 | 0 | 0 | 0 | 0 | 0 | 0 | 0 | 0 | 0 | 0 | 0 | 0 | 0 | 0 | 0 | 0 | 0 | 0 | 0 | 0 | 0 | 0 | 0 | 0 | 0 | 0 | 0 | 0 | 0 | 0 | 0 | 0 | 0 | 0 | 0 | 0 | 0 | 0 | 0 | 0 | 0 | 0 | 0 | 0 | 0 | 0 | 0 | 0
Fees
|  | Front-end fee, commercial loans without public guarantees |  |  |  |  | 0 | 0 | 0 | 0 | 0 | 0 | 0 | 0 | 0 | 0 | 0 | 0 | 0 | 0 | 0 | 0 | 0 | 0 | 0 | 0 | 0 | 0 | 0 | 0 | 0 | 0 | 0 | 0 | 0 | 0 | 0 | 0 | 0 | 0 | 0 | 0 | 0 | 0 | 0 | 0 | 0 | 0 | 0 | 0 | 0 | 0 | 0 | 0 | 0 | 0
Political Risk Insurance (PRI) for Equity Investment
|  | - Equity Investment Covered |  |  |  | 0: 0
|  | Term of Political Risk Insurance |  |  |  | 0: 0
|  | Front-end Fee |  |  |  | 0: 0
|  | Annual Political Risk Insurance Premium |  |  |  | 0: 0
Fees
|  | Front-end Fee |  |  |  |  | 0 | 0 | 0 | 0 | 0 | 0 | 0 | 0 | 0 | 0 | 0 | 0 | 0 | 0 | 0 | 0 | 0 | 0 | 0 | 0 | 0 | 0 | 0 | 0 | 0 | 0 | 0 | 0 | 0 | 0 | 0 | 0 | 0 | 0 | 0 | 0 | 0 | 0 | 0 | 0 | 0 | 0 | 0 | 0 | 0 | 0 | 0 | 0 | 0 | 0
|  | Annual Political Risk Insurance Premium |  |  |  |  | 0 | 0 | 0 | 0 | 0 | 0 | 0 | 0 | 0 | 0 | 0 | 0 | 0 | 0 | 0 | 0 | 0 | 0 | 0 | 0 | 0 | 0 | 0 | 0 | 0 | 0 | 0 | 0 | 0 | 0 | 0 | 0 | 0 | 0 | 0 | 0 | 0 | 0 | 0 | 0 | 0 | 0 | 0 | 0 | 0 | 0 | 0 | 0 | 0 | 0
|  | Total Fees for PRI |  |  |  |  | 0 | 0 | 0 | 0 | 0 | 0 | 0 | 0 | 0 | 0 | 0 | 0 | 0 | 0 | 0 | 0 | 0 | 0 | 0 | 0 | 0 | 0 | 0 | 0 | 0 | 0 | 0 | 0 | 0 | 0 | 0 | 0 | 0 | 0 | 0 | 0 | 0 | 0 | 0 | 0 | 0 | 0 | 0 | 0 | 0 | 0 | 0 | 0 | 0 | 0
LIGHT FUEL OIL
Public loan
|  | - Loan Amount | € |  |  | 0: 0
|  | - Loan Tenor | years |  |  | 0: 0
|  | - Interest Rate | % | bar: 0 to 50
Debt Service
|  | Interest Payment |  |  |  |  | 0 | 0 | 0 | 0 | 0 | 0 | 0 | 0 | 0 | 0 | 0 | 0 | 0 | 0 | 0 | 0 | 0 | 0 | 0 | 0 | 0 | 0 | 0 | 0 | 0 | 0 | 0 | 0 | 0 | 0 | 0 | 0 | 0 | 0 | 0 | 0 | 0 | 0 | 0 | 0 | 0 | 0 | 0 | 0 | 0 | 0 | 0 | 0 | 0 | 0
|  | Principal Payment |  |  |  |  | 0 | 0 | 0 | 0 | 0 | 0 | 0 | 0 | 0 | 0 | 0 | 0 | 0 | 0 | 0 | 0 | 0 | 0 | 0 | 0 | 0 | 0 | 0 | 0 | 0 | 0 | 0 | 0 | 0 | 0 | 0 | 0 | 0 | 0 | 0 | 0 | 0 | 0 | 0 | 0 | 0 | 0 | 0 | 0 | 0 | 0 | 0 | 0 | 0 | 0
|  | Total Debt Service |  |  |  |  | 0 | 0 | 0 | 0 | 0 | 0 | 0 | 0 | 0 | 0 | 0 | 0 | 0 | 0 | 0 | 0 | 0 | 0 | 0 | 0 | 0 | 0 | 0 | 0 | 0 | 0 | 0 | 0 | 0 | 0 | 0 | 0 | 0 | 0 | 0 | 0 | 0 | 0 | 0 | 0 | 0 | 0 | 0 | 0 | 0 | 0 | 0 | 0 | 0 | 0
Loan Amortization Schedule
|  | Beginning balance |  |  |  | 0 | 0 | 0 | 0 | 0 | 0 | 0 | 0 | 0 | 0 | 0 | 0 | 0 | 0 | 0 | 0 | 0 | 0 | 0 | 0 | 0 | 0 | 0 | 0 | 0 | 0 | 0 | 0 | 0 | 0 | 0 | 0 | 0 | 0 | 0 | 0 | 0 | 0 | 0 | 0 | 0 | 0 | 0 | 0 | 0 | 0 | 0 | 0 | 0 | 0 | 0
|  | Drawdowns |  |  |  | 0 | 0 | 0 | 0 | 0 | 0 | 0 | 0 | 0 | 0 | 0 | 0 | 0 | 0 | 0 | 0 | 0 | 0 | 0 | 0 | 0 | 0 | 0 | 0 | 0 | 0 | 0 | 0 | 0 | 0 | 0 | 0 | 0 | 0 | 0 | 0 | 0 | 0 | 0 | 0 | 0 | 0 | 0 | 0 | 0 | 0 | 0 | 0 | 0 | 0 | 0
|  | Loan repayment |  |  |  | 0 | 0 | 0 | 0 | 0 | 0 | 0 | 0 | 0 | 0 | 0 | 0 | 0 | 0 | 0 | 0 | 0 | 0 | 0 | 0 | 0 | 0 | 0 | 0 | 0 | 0 | 0 | 0 | 0 | 0 | 0 | 0 | 0 | 0 | 0 | 0 | 0 | 0 | 0 | 0 | 0 | 0 | 0 | 0 | 0 | 0 | 0 | 0 | 0 | 0 | 0
|  | Ending balance |  |  |  | 0 | 0 | 0 | 0 | 0 | 0 | 0 | 0 | 0 | 0 | 0 | 0 | 0 | 0 | 0 | 0 | 0 | 0 | 0 | 0 | 0 | 0 | 0 | 0 | 0 | 0 | 0 | 0 | 0 | 0 | 0 | 0 | 0 | 0 | 0 | 0 | 0 | 0 | 0 | 0 | 0 | 0 | 0 | 0 | 0 | 0 | 0 | 0 | 0 | 0 | 0
Fees
|  | Front-end Fee |  |  |  |  | 0 | 0 | 0 | 0 | 0 | 0 | 0 | 0 | 0 | 0 | 0 | 0 | 0 | 0 | 0 | 0 | 0 | 0 | 0 | 0 | 0 | 0 | 0 | 0 | 0 | 0 | 0 | 0 | 0 | 0 | 0 | 0 | 0 | 0 | 0 | 0 | 0 | 0 | 0 | 0 | 0 | 0 | 0 | 0 | 0 | 0 | 0 | 0 | 0 | 0
Commercial loans with public guarantees
|  | - Loan Amount | € |  |  | 0: 0
|  | - Loan Tenor | years |  |  | 0: 0
|  | - Interest Rate | % | bar: 0 to 50
|  | Guarantee Coverage, as a % of Commercial Loan Value | % | bar: 0 to 50
|  | Term of Public Guarantee Coverage | years |  |  | 0: 0
Debt Service
|  | Interest Payment |  |  |  |  | 0 | 0 | 0 | 0 | 0 | 0 | 0 | 0 | 0 | 0 | 0 | 0 | 0 | 0 | 0 | 0 | 0 | 0 | 0 | 0 | 0 | 0 | 0 | 0 | 0 | 0 | 0 | 0 | 0 | 0 | 0 | 0 | 0 | 0 | 0 | 0 | 0 | 0 | 0 | 0 | 0 | 0 | 0 | 0 | 0 | 0 | 0 | 0 | 0 | 0
|  | Principal Payment |  |  |  |  | 0 | 0 | 0 | 0 | 0 | 0 | 0 | 0 | 0 | 0 | 0 | 0 | 0 | 0 | 0 | 0 | 0 | 0 | 0 | 0 | 0 | 0 | 0 | 0 | 0 | 0 | 0 | 0 | 0 | 0 | 0 | 0 | 0 | 0 | 0 | 0 | 0 | 0 | 0 | 0 | 0 | 0 | 0 | 0 | 0 | 0 | 0 | 0 | 0 | 0
|  | Total Debt Service |  |  |  |  | 0 | 0 | 0 | 0 | 0 | 0 | 0 | 0 | 0 | 0 | 0 | 0 | 0 | 0 | 0 | 0 | 0 | 0 | 0 | 0 | 0 | 0 | 0 | 0 | 0 | 0 | 0 | 0 | 0 | 0 | 0 | 0 | 0 | 0 | 0 | 0 | 0 | 0 | 0 | 0 | 0 | 0 | 0 | 0 | 0 | 0 | 0 | 0 | 0 | 0
Loan Amortization Schedule
|  | Beginning balance |  |  |  | 0 | 0 | 0 | 0 | 0 | 0 | 0 | 0 | 0 | 0 | 0 | 0 | 0 | 0 | 0 | 0 | 0 | 0 | 0 | 0 | 0 | 0 | 0 | 0 | 0 | 0 | 0 | 0 | 0 | 0 | 0 | 0 | 0 | 0 | 0 | 0 | 0 | 0 | 0 | 0 | 0 | 0 | 0 | 0 | 0 | 0 | 0 | 0 | 0 | 0 | 0
|  | Drawdowns |  |  |  | 0 | 0 | 0 | 0 | 0 | 0 | 0 | 0 | 0 | 0 | 0 | 0 | 0 | 0 | 0 | 0 | 0 | 0 | 0 | 0 | 0 | 0 | 0 | 0 | 0 | 0 | 0 | 0 | 0 | 0 | 0 | 0 | 0 | 0 | 0 | 0 | 0 | 0 | 0 | 0 | 0 | 0 | 0 | 0 | 0 | 0 | 0 | 0 | 0 | 0 | 0
|  | Loan repayment |  |  |  | 0 | 0 | 0 | 0 | 0 | 0 | 0 | 0 | 0 | 0 | 0 | 0 | 0 | 0 | 0 | 0 | 0 | 0 | 0 | 0 | 0 | 0 | 0 | 0 | 0 | 0 | 0 | 0 | 0 | 0 | 0 | 0 | 0 | 0 | 0 | 0 | 0 | 0 | 0 | 0 | 0 | 0 | 0 | 0 | 0 | 0 | 0 | 0 | 0 | 0 | 0
|  | Ending balance |  |  |  | 0 | 0 | 0 | 0 | 0 | 0 | 0 | 0 | 0 | 0 | 0 | 0 | 0 | 0 | 0 | 0 | 0 | 0 | 0 | 0 | 0 | 0 | 0 | 0 | 0 | 0 | 0 | 0 | 0 | 0 | 0 | 0 | 0 | 0 | 0 | 0 | 0 | 0 | 0 | 0 | 0 | 0 | 0 | 0 | 0 | 0 | 0 | 0 | 0 | 0 | 0
Fees
|  | Front-end fee, commercial loan with guarantees |  |  |  |  | 0 | 0 | 0 | 0 | 0 | 0 | 0 | 0 | 0 | 0 | 0 | 0 | 0 | 0 | 0 | 0 | 0 | 0 | 0 | 0 | 0 | 0 | 0 | 0 | 0 | 0 | 0 | 0 | 0 | 0 | 0 | 0 | 0 | 0 | 0 | 0 | 0 | 0 | 0 | 0 | 0 | 0 | 0 | 0 | 0 | 0 | 0 | 0 | 0 | 0
|  | Front-end Fee, Public Guarantee |  |  |  |  | 0 | 0 | 0 | 0 | 0 | 0 | 0 | 0 | 0 | 0 | 0 | 0 | 0 | 0 | 0 | 0 | 0 | 0 | 0 | 0 | 0 | 0 | 0 | 0 | 0 | 0 | 0 | 0 | 0 | 0 | 0 | 0 | 0 | 0 | 0 | 0 | 0 | 0 | 0 | 0 | 0 | 0 | 0 | 0 | 0 | 0 | 0 | 0 | 0 | 0
|  | Annual Public Guarantee Fee |  |  |  |  | 0 | 0 | 0 | 0 | 0 | 0 | 0 | 0 | 0 | 0 | 0 | 0 | 0 | 0 | 0 | 0 | 0 | 0 | 0 | 0 | 0 | 0 | 0 | 0 | 0 | 0 | 0 | 0 | 0 | 0 | 0 | 0 | 0 | 0 | 0 | 0 | 0 | 0 | 0 | 0 | 0 | 0 | 0 | 0 | 0 | 0 | 0 | 0 | 0 | 0
Commercial loans without public guarantees
|  | - Loan Amount |  |  |  | 0: 0
|  | - Loan Tenor |  |  |  | 0: 0
- Interest Rate | bar: 0 to 50
Debt Service
|  | Interest Payment |  |  |  |  | 0 | 0 | 0 | 0 | 0 | 0 | 0 | 0 | 0 | 0 | 0 | 0 | 0 | 0 | 0 | 0 | 0 | 0 | 0 | 0 | 0 | 0 | 0 | 0 | 0 | 0 | 0 | 0 | 0 | 0 | 0 | 0 | 0 | 0 | 0 | 0 | 0 | 0 | 0 | 0 | 0 | 0 | 0 | 0 | 0 | 0 | 0 | 0 | 0 | 0
|  | Principal Payment |  |  |  |  | 0 | 0 | 0 | 0 | 0 | 0 | 0 | 0 | 0 | 0 | 0 | 0 | 0 | 0 | 0 | 0 | 0 | 0 | 0 | 0 | 0 | 0 | 0 | 0 | 0 | 0 | 0 | 0 | 0 | 0 | 0 | 0 | 0 | 0 | 0 | 0 | 0 | 0 | 0 | 0 | 0 | 0 | 0 | 0 | 0 | 0 | 0 | 0 | 0 | 0
|  | Total Debt Service |  |  |  |  | 0 | 0 | 0 | 0 | 0 | 0 | 0 | 0 | 0 | 0 | 0 | 0 | 0 | 0 | 0 | 0 | 0 | 0 | 0 | 0 | 0 | 0 | 0 | 0 | 0 | 0 | 0 | 0 | 0 | 0 | 0 | 0 | 0 | 0 | 0 | 0 | 0 | 0 | 0 | 0 | 0 | 0 | 0 | 0 | 0 | 0 | 0 | 0 | 0 | 0
Loan Amortization Schedule
|  | Beginning balance |  |  |  | 0 | 0 | 0 | 0 | 0 | 0 | 0 | 0 | 0 | 0 | 0 | 0 | 0 | 0 | 0 | 0 | 0 | 0 | 0 | 0 | 0 | 0 | 0 | 0 | 0 | 0 | 0 | 0 | 0 | 0 | 0 | 0 | 0 | 0 | 0 | 0 | 0 | 0 | 0 | 0 | 0 | 0 | 0 | 0 | 0 | 0 | 0 | 0 | 0 | 0 | 0
|  | Drawdowns |  |  |  | 0 | 0 | 0 | 0 | 0 | 0 | 0 | 0 | 0 | 0 | 0 | 0 | 0 | 0 | 0 | 0 | 0 | 0 | 0 | 0 | 0 | 0 | 0 | 0 | 0 | 0 | 0 | 0 | 0 | 0 | 0 | 0 | 0 | 0 | 0 | 0 | 0 | 0 | 0 | 0 | 0 | 0 | 0 | 0 | 0 | 0 | 0 | 0 | 0 | 0 | 0
|  | Loan repayment |  |  |  | 0 | 0 | 0 | 0 | 0 | 0 | 0 | 0 | 0 | 0 | 0 | 0 | 0 | 0 | 0 | 0 | 0 | 0 | 0 | 0 | 0 | 0 | 0 | 0 | 0 | 0 | 0 | 0 | 0 | 0 | 0 | 0 | 0 | 0 | 0 | 0 | 0 | 0 | 0 | 0 | 0 | 0 | 0 | 0 | 0 | 0 | 0 | 0 | 0 | 0 | 0
|  | Ending balance |  |  |  | 0 | 0 | 0 | 0 | 0 | 0 | 0 | 0 | 0 | 0 | 0 | 0 | 0 | 0 | 0 | 0 | 0 | 0 | 0 | 0 | 0 | 0 | 0 | 0 | 0 | 0 | 0 | 0 | 0 | 0 | 0 | 0 | 0 | 0 | 0 | 0 | 0 | 0 | 0 | 0 | 0 | 0 | 0 | 0 | 0 | 0 | 0 | 0 | 0 | 0 | 0
Fees
|  | Front-end fee, commercial loans without public guarantees |  |  |  |  | 0 | 0 | 0 | 0 | 0 | 0 | 0 | 0 | 0 | 0 | 0 | 0 | 0 | 0 | 0 | 0 | 0 | 0 | 0 | 0 | 0 | 0 | 0 | 0 | 0 | 0 | 0 | 0 | 0 | 0 | 0 | 0 | 0 | 0 | 0 | 0 | 0 | 0 | 0 | 0 | 0 | 0 | 0 | 0 | 0 | 0 | 0 | 0 | 0 | 0
Political Risk Insurance (PRI) for Equity Investment
|  | - Equity Investment Covered |  |  |  | 0: 0
|  | Term of Political Risk Insurance |  |  |  | 0: 0
|  | Front-end Fee |  |  |  | 0: 0
|  | Annual Political Risk Insurance Premium |  |  |  | 0: 0
Fees
|  | Front-end Fee |  |  |  |  | 0 | 0 | 0 | 0 | 0 | 0 | 0 | 0 | 0 | 0 | 0 | 0 | 0 | 0 | 0 | 0 | 0 | 0 | 0 | 0 | 0 | 0 | 0 | 0 | 0 | 0 | 0 | 0 | 0 | 0 | 0 | 0 | 0 | 0 | 0 | 0 | 0 | 0 | 0 | 0 | 0 | 0 | 0 | 0 | 0 | 0 | 0 | 0 | 0 | 0
|  | Annual Political Risk Insurance Premium |  |  |  |  | 0 | 0 | 0 | 0 | 0 | 0 | 0 | 0 | 0 | 0 | 0 | 0 | 0 | 0 | 0 | 0 | 0 | 0 | 0 | 0 | 0 | 0 | 0 | 0 | 0 | 0 | 0 | 0 | 0 | 0 | 0 | 0 | 0 | 0 | 0 | 0 | 0 | 0 | 0 | 0 | 0 | 0 | 0 | 0 | 0 | 0 | 0 | 0 | 0 | 0
|  | Total Fees for PRI |  |  |  |  | 0 | 0 | 0 | 0 | 0 | 0 | 0 | 0 | 0 | 0 | 0 | 0 | 0 | 0 | 0 | 0 | 0 | 0 | 0 | 0 | 0 | 0 | 0 | 0 | 0 | 0 | 0 | 0 | 0 | 0 | 0 | 0 | 0 | 0 | 0 | 0 | 0 | 0 | 0 | 0 | 0 | 0 | 0 | 0 | 0 | 0 | 0 | 0 | 0 | 0
| Year |  |  |  |  | 0 | 1 | 2 | 3 | 4 | 5 | 6 | 7 | 8 | 9 | 10 | 11 | 12 | 13 | 14 | 15 | 16 | 17 | 18 | 19 | 20 | 21 | 22 | 23 | 24 | 25 | 26 | 27 | 28 | 29 | 30 | 31 | 32 | 33 | 34 | 35 | 36 | 37 | 38 | 39 | 40 | 41 | 42 | 43 | 44 | 45 | 46 | 47 | 48 | 49 | 50
HEAVY FUEL OIL
Public loan
|  | - Loan Amount | € |  |  | 0: 0
|  | - Loan Tenor | years |  |  | 0: 0
|  | - Interest Rate | % | bar: 0
Debt Service
|  | Interest Payment |  |  |  |  | 0 | 0 | 0 | 0 | 0 | 0 | 0 | 0 | 0 | 0 | 0 | 0 | 0 | 0 | 0 | 0 | 0 | 0 | 0 | 0 | 0 | 0 | 0 | 0 | 0 | 0 | 0 | 0 | 0 | 0 | 0 | 0 | 0 | 0 | 0 | 0 | 0 | 0 | 0 | 0 | 0 | 0 | 0 | 0 | 0 | 0 | 0 | 0 | 0 | 0
|  | Principal Payment |  |  |  |  | 0 | 0 | 0 | 0 | 0 | 0 | 0 | 0 | 0 | 0 | 0 | 0 | 0 | 0 | 0 | 0 | 0 | 0 | 0 | 0 | 0 | 0 | 0 | 0 | 0 | 0 | 0 | 0 | 0 | 0 | 0 | 0 | 0 | 0 | 0 | 0 | 0 | 0 | 0 | 0 | 0 | 0 | 0 | 0 | 0 | 0 | 0 | 0 | 0 | 0
|  | Total Debt Service |  |  |  |  | 0 | 0 | 0 | 0 | 0 | 0 | 0 | 0 | 0 | 0 | 0 | 0 | 0 | 0 | 0 | 0 | 0 | 0 | 0 | 0 | 0 | 0 | 0 | 0 | 0 | 0 | 0 | 0 | 0 | 0 | 0 | 0 | 0 | 0 | 0 | 0 | 0 | 0 | 0 | 0 | 0 | 0 | 0 | 0 | 0 | 0 | 0 | 0 | 0 | 0
Loan Amortization Schedule
|  | Beginning balance |  |  |  | 0 | 0 | 0 | 0 | 0 | 0 | 0 | 0 | 0 | 0 | 0 | 0 | 0 | 0 | 0 | 0 | 0 | 0 | 0 | 0 | 0 | 0 | 0 | 0 | 0 | 0 | 0 | 0 | 0 | 0 | 0 | 0 | 0 | 0 | 0 | 0 | 0 | 0 | 0 | 0 | 0 | 0 | 0 | 0 | 0 | 0 | 0 | 0 | 0 | 0 | 0
|  | Drawdowns |  |  |  | 0 | 0 | 0 | 0 | 0 | 0 | 0 | 0 | 0 | 0 | 0 | 0 | 0 | 0 | 0 | 0 | 0 | 0 | 0 | 0 | 0 | 0 | 0 | 0 | 0 | 0 | 0 | 0 | 0 | 0 | 0 | 0 | 0 | 0 | 0 | 0 | 0 | 0 | 0 | 0 | 0 | 0 | 0 | 0 | 0 | 0 | 0 | 0 | 0 | 0 | 0
|  | Loan repayment |  |  |  | 0 | 0 | 0 | 0 | 0 | 0 | 0 | 0 | 0 | 0 | 0 | 0 | 0 | 0 | 0 | 0 | 0 | 0 | 0 | 0 | 0 | 0 | 0 | 0 | 0 | 0 | 0 | 0 | 0 | 0 | 0 | 0 | 0 | 0 | 0 | 0 | 0 | 0 | 0 | 0 | 0 | 0 | 0 | 0 | 0 | 0 | 0 | 0 | 0 | 0 | 0
|  | Ending balance |  |  |  | 0 | 0 | 0 | 0 | 0 | 0 | 0 | 0 | 0 | 0 | 0 | 0 | 0 | 0 | 0 | 0 | 0 | 0 | 0 | 0 | 0 | 0 | 0 | 0 | 0 | 0 | 0 | 0 | 0 | 0 | 0 | 0 | 0 | 0 | 0 | 0 | 0 | 0 | 0 | 0 | 0 | 0 | 0 | 0 | 0 | 0 | 0 | 0 | 0 | 0 | 0
Fees
|  | Front-end Fee |  |  |  |  | 0 | 0 | 0 | 0 | 0 | 0 | 0 | 0 | 0 | 0 | 0 | 0 | 0 | 0 | 0 | 0 | 0 | 0 | 0 | 0 | 0 | 0 | 0 | 0 | 0 | 0 | 0 | 0 | 0 | 0 | 0 | 0 | 0 | 0 | 0 | 0 | 0 | 0 | 0 | 0 | 0 | 0 | 0 | 0 | 0 | 0 | 0 | 0 | 0 | 0
Commercial loans with public guarantees
|  | - Loan Amount | € |  |  | 0: 0
|  | - Loan Tenor | years |  |  | 0: 0
|  | - Interest Rate | % | bar: 0
|  | Guarantee Coverage, as a % of Commercial Loan Value | % | bar: 0
|  | Term of Public Guarantee Coverage | years |  |  | 0: 0
Debt Service
|  | Interest Payment |  |  |  |  | 0 | 0 | 0 | 0 | 0 | 0 | 0 | 0 | 0 | 0 | 0 | 0 | 0 | 0 | 0 | 0 | 0 | 0 | 0 | 0 | 0 | 0 | 0 | 0 | 0 | 0 | 0 | 0 | 0 | 0 | 0 | 0 | 0 | 0 | 0 | 0 | 0 | 0 | 0 | 0 | 0 | 0 | 0 | 0 | 0 | 0 | 0 | 0 | 0 | 0
|  | Principal Payment |  |  |  |  | 0 | 0 | 0 | 0 | 0 | 0 | 0 | 0 | 0 | 0 | 0 | 0 | 0 | 0 | 0 | 0 | 0 | 0 | 0 | 0 | 0 | 0 | 0 | 0 | 0 | 0 | 0 | 0 | 0 | 0 | 0 | 0 | 0 | 0 | 0 | 0 | 0 | 0 | 0 | 0 | 0 | 0 | 0 | 0 | 0 | 0 | 0 | 0 | 0 | 0
|  | Total Debt Service |  |  |  |  | 0 | 0 | 0 | 0 | 0 | 0 | 0 | 0 | 0 | 0 | 0 | 0 | 0 | 0 | 0 | 0 | 0 | 0 | 0 | 0 | 0 | 0 | 0 | 0 | 0 | 0 | 0 | 0 | 0 | 0 | 0 | 0 | 0 | 0 | 0 | 0 | 0 | 0 | 0 | 0 | 0 | 0 | 0 | 0 | 0 | 0 | 0 | 0 | 0 | 0
Loan Amortization Schedule
|  | Beginning balance |  |  |  | 0 | 0 | 0 | 0 | 0 | 0 | 0 | 0 | 0 | 0 | 0 | 0 | 0 | 0 | 0 | 0 | 0 | 0 | 0 | 0 | 0 | 0 | 0 | 0 | 0 | 0 | 0 | 0 | 0 | 0 | 0 | 0 | 0 | 0 | 0 | 0 | 0 | 0 | 0 | 0 | 0 | 0 | 0 | 0 | 0 | 0 | 0 | 0 | 0 | 0 | 0
|  | Drawdowns |  |  |  | 0 | 0 | 0 | 0 | 0 | 0 | 0 | 0 | 0 | 0 | 0 | 0 | 0 | 0 | 0 | 0 | 0 | 0 | 0 | 0 | 0 | 0 | 0 | 0 | 0 | 0 | 0 | 0 | 0 | 0 | 0 | 0 | 0 | 0 | 0 | 0 | 0 | 0 | 0 | 0 | 0 | 0 | 0 | 0 | 0 | 0 | 0 | 0 | 0 | 0 | 0
|  | Loan repayment |  |  |  | 0 | 0 | 0 | 0 | 0 | 0 | 0 | 0 | 0 | 0 | 0 | 0 | 0 | 0 | 0 | 0 | 0 | 0 | 0 | 0 | 0 | 0 | 0 | 0 | 0 | 0 | 0 | 0 | 0 | 0 | 0 | 0 | 0 | 0 | 0 | 0 | 0 | 0 | 0 | 0 | 0 | 0 | 0 | 0 | 0 | 0 | 0 | 0 | 0 | 0 | 0
|  | Ending balance |  |  |  | 0 | 0 | 0 | 0 | 0 | 0 | 0 | 0 | 0 | 0 | 0 | 0 | 0 | 0 | 0 | 0 | 0 | 0 | 0 | 0 | 0 | 0 | 0 | 0 | 0 | 0 | 0 | 0 | 0 | 0 | 0 | 0 | 0 | 0 | 0 | 0 | 0 | 0 | 0 | 0 | 0 | 0 | 0 | 0 | 0 | 0 | 0 | 0 | 0 | 0 | 0
Fees
|  | Front-end fee, commercial loan with guarantees |  |  |  |  | 0 | 0 | 0 | 0 | 0 | 0 | 0 | 0 | 0 | 0 | 0 | 0 | 0 | 0 | 0 | 0 | 0 | 0 | 0 | 0 | 0 | 0 | 0 | 0 | 0 | 0 | 0 | 0 | 0 | 0 | 0 | 0 | 0 | 0 | 0 | 0 | 0 | 0 | 0 | 0 | 0 | 0 | 0 | 0 | 0 | 0 | 0 | 0 | 0 | 0
|  | Front-end Fee, Public Guarantee |  |  |  |  | 0 | 0 | 0 | 0 | 0 | 0 | 0 | 0 | 0 | 0 | 0 | 0 | 0 | 0 | 0 | 0 | 0 | 0 | 0 | 0 | 0 | 0 | 0 | 0 | 0 | 0 | 0 | 0 | 0 | 0 | 0 | 0 | 0 | 0 | 0 | 0 | 0 | 0 | 0 | 0 | 0 | 0 | 0 | 0 | 0 | 0 | 0 | 0 | 0 | 0
|  | Annual Public Guarantee Fee |  |  |  |  | 0 | 0 | 0 | 0 | 0 | 0 | 0 | 0 | 0 | 0 | 0 | 0 | 0 | 0 | 0 | 0 | 0 | 0 | 0 | 0 | 0 | 0 | 0 | 0 | 0 | 0 | 0 | 0 | 0 | 0 | 0 | 0 | 0 | 0 | 0 | 0 | 0 | 0 | 0 | 0 | 0 | 0 | 0 | 0 | 0 | 0 | 0 | 0 | 0 | 0
Commercial loans without public guarantees
|  | - Loan Amount |  |  |  | 0: 0
|  | - Loan Tenor |  |  |  | 0: 0
- Interest Rate | bar: 0
Debt Service
|  | Interest Payment |  |  |  |  | 0 | 0 | 0 | 0 | 0 | 0 | 0 | 0 | 0 | 0 | 0 | 0 | 0 | 0 | 0 | 0 | 0 | 0 | 0 | 0 | 0 | 0 | 0 | 0 | 0 | 0 | 0 | 0 | 0 | 0 | 0 | 0 | 0 | 0 | 0 | 0 | 0 | 0 | 0 | 0 | 0 | 0 | 0 | 0 | 0 | 0 | 0 | 0 | 0 | 0
|  | Principal Payment |  |  |  |  | 0 | 0 | 0 | 0 | 0 | 0 | 0 | 0 | 0 | 0 | 0 | 0 | 0 | 0 | 0 | 0 | 0 | 0 | 0 | 0 | 0 | 0 | 0 | 0 | 0 | 0 | 0 | 0 | 0 | 0 | 0 | 0 | 0 | 0 | 0 | 0 | 0 | 0 | 0 | 0 | 0 | 0 | 0 | 0 | 0 | 0 | 0 | 0 | 0 | 0
|  | Total Debt Service |  |  |  |  | 0 | 0 | 0 | 0 | 0 | 0 | 0 | 0 | 0 | 0 | 0 | 0 | 0 | 0 | 0 | 0 | 0 | 0 | 0 | 0 | 0 | 0 | 0 | 0 | 0 | 0 | 0 | 0 | 0 | 0 | 0 | 0 | 0 | 0 | 0 | 0 | 0 | 0 | 0 | 0 | 0 | 0 | 0 | 0 | 0 | 0 | 0 | 0 | 0 | 0
Loan Amortization Schedule
|  | Beginning balance |  |  |  | 0 | 0 | 0 | 0 | 0 | 0 | 0 | 0 | 0 | 0 | 0 | 0 | 0 | 0 | 0 | 0 | 0 | 0 | 0 | 0 | 0 | 0 | 0 | 0 | 0 | 0 | 0 | 0 | 0 | 0 | 0 | 0 | 0 | 0 | 0 | 0 | 0 | 0 | 0 | 0 | 0 | 0 | 0 | 0 | 0 | 0 | 0 | 0 | 0 | 0 | 0
|  | Drawdowns |  |  |  | 0 | 0 | 0 | 0 | 0 | 0 | 0 | 0 | 0 | 0 | 0 | 0 | 0 | 0 | 0 | 0 | 0 | 0 | 0 | 0 | 0 | 0 | 0 | 0 | 0 | 0 | 0 | 0 | 0 | 0 | 0 | 0 | 0 | 0 | 0 | 0 | 0 | 0 | 0 | 0 | 0 | 0 | 0 | 0 | 0 | 0 | 0 | 0 | 0 | 0 | 0
|  | Loan repayment |  |  |  | 0 | 0 | 0 | 0 | 0 | 0 | 0 | 0 | 0 | 0 | 0 | 0 | 0 | 0 | 0 | 0 | 0 | 0 | 0 | 0 | 0 | 0 | 0 | 0 | 0 | 0 | 0 | 0 | 0 | 0 | 0 | 0 | 0 | 0 | 0 | 0 | 0 | 0 | 0 | 0 | 0 | 0 | 0 | 0 | 0 | 0 | 0 | 0 | 0 | 0 | 0
|  | Ending balance |  |  |  | 0 | 0 | 0 | 0 | 0 | 0 | 0 | 0 | 0 | 0 | 0 | 0 | 0 | 0 | 0 | 0 | 0 | 0 | 0 | 0 | 0 | 0 | 0 | 0 | 0 | 0 | 0 | 0 | 0 | 0 | 0 | 0 | 0 | 0 | 0 | 0 | 0 | 0 | 0 | 0 | 0 | 0 | 0 | 0 | 0 | 0 | 0 | 0 | 0 | 0 | 0
Fees
|  | Front-end fee, commercial loans without public guarantees |  |  |  |  | 0 | 0 | 0 | 0 | 0 | 0 | 0 | 0 | 0 | 0 | 0 | 0 | 0 | 0 | 0 | 0 | 0 | 0 | 0 | 0 | 0 | 0 | 0 | 0 | 0 | 0 | 0 | 0 | 0 | 0 | 0 | 0 | 0 | 0 | 0 | 0 | 0 | 0 | 0 | 0 | 0 | 0 | 0 | 0 | 0 | 0 | 0 | 0 | 0 | 0
Political Risk Insurance (PRI) for Equity Investment
|  | - Equity Investment Covered |  |  |  | 0: 0
|  | Term of Political Risk Insurance |  |  |  | 0: 0
|  | Front-end Fee |  |  |  | 0: 0
|  | Annual Political Risk Insurance Premium |  |  |  | 0: 0
Fees
|  | Front-end Fee |  |  |  |  | 0 | 0 | 0 | 0 | 0 | 0 | 0 | 0 | 0 | 0 | 0 | 0 | 0 | 0 | 0 | 0 | 0 | 0 | 0 | 0 | 0 | 0 | 0 | 0 | 0 | 0 | 0 | 0 | 0 | 0 | 0 | 0 | 0 | 0 | 0 | 0 | 0 | 0 | 0 | 0 | 0 | 0 | 0 | 0 | 0 | 0 | 0 | 0 | 0 | 0
|  | Annual Political Risk Insurance Premium |  |  |  |  | 0 | 0 | 0 | 0 | 0 | 0 | 0 | 0 | 0 | 0 | 0 | 0 | 0 | 0 | 0 | 0 | 0 | 0 | 0 | 0 | 0 | 0 | 0 | 0 | 0 | 0 | 0 | 0 | 0 | 0 | 0 | 0 | 0 | 0 | 0 | 0 | 0 | 0 | 0 | 0 | 0 | 0 | 0 | 0 | 0 | 0 | 0 | 0 | 0 | 0
|  | Total Fees for PRI |  |  |  |  | 0 | 0 | 0 | 0 | 0 | 0 | 0 | 0 | 0 | 0 | 0 | 0 | 0 | 0 | 0 | 0 | 0 | 0 | 0 | 0 | 0 | 0 | 0 | 0 | 0 | 0 | 0 | 0 | 0 | 0 | 0 | 0 | 0 | 0 | 0 | 0 | 0 | 0 | 0 | 0 | 0 | 0 | 0 | 0 | 0 | 0 | 0 | 0 | 0 | 0
GEOTHERMAL
Public loan
|  | - Loan Amount | € |  |  | 0: 0
|  | - Loan Tenor | years |  |  | 0: 0
|  | - Interest Rate | % | bar: 0 to 50
Debt Service
|  | Interest Payment |  |  |  |  | 0 | 0 | 0 | 0 | 0 | 0 | 0 | 0 | 0 | 0 | 0 | 0 | 0 | 0 | 0 | 0 | 0 | 0 | 0 | 0 | 0 | 0 | 0 | 0 | 0 | 0 | 0 | 0 | 0 | 0 | 0 | 0 | 0 | 0 | 0 | 0 | 0 | 0 | 0 | 0 | 0 | 0 | 0 | 0 | 0 | 0 | 0 | 0 | 0 | 0
|  | Principal Payment |  |  |  |  | 0 | 0 | 0 | 0 | 0 | 0 | 0 | 0 | 0 | 0 | 0 | 0 | 0 | 0 | 0 | 0 | 0 | 0 | 0 | 0 | 0 | 0 | 0 | 0 | 0 | 0 | 0 | 0 | 0 | 0 | 0 | 0 | 0 | 0 | 0 | 0 | 0 | 0 | 0 | 0 | 0 | 0 | 0 | 0 | 0 | 0 | 0 | 0 | 0 | 0
|  | Total Debt Service |  |  |  |  | 0 | 0 | 0 | 0 | 0 | 0 | 0 | 0 | 0 | 0 | 0 | 0 | 0 | 0 | 0 | 0 | 0 | 0 | 0 | 0 | 0 | 0 | 0 | 0 | 0 | 0 | 0 | 0 | 0 | 0 | 0 | 0 | 0 | 0 | 0 | 0 | 0 | 0 | 0 | 0 | 0 | 0 | 0 | 0 | 0 | 0 | 0 | 0 | 0 | 0
Loan Amortization Schedule
|  | Beginning balance |  |  |  | 0 | 0 | 0 | 0 | 0 | 0 | 0 | 0 | 0 | 0 | 0 | 0 | 0 | 0 | 0 | 0 | 0 | 0 | 0 | 0 | 0 | 0 | 0 | 0 | 0 | 0 | 0 | 0 | 0 | 0 | 0 | 0 | 0 | 0 | 0 | 0 | 0 | 0 | 0 | 0 | 0 | 0 | 0 | 0 | 0 | 0 | 0 | 0 | 0 | 0 | 0
|  | Drawdowns |  |  |  | 0 | 0 | 0 | 0 | 0 | 0 | 0 | 0 | 0 | 0 | 0 | 0 | 0 | 0 | 0 | 0 | 0 | 0 | 0 | 0 | 0 | 0 | 0 | 0 | 0 | 0 | 0 | 0 | 0 | 0 | 0 | 0 | 0 | 0 | 0 | 0 | 0 | 0 | 0 | 0 | 0 | 0 | 0 | 0 | 0 | 0 | 0 | 0 | 0 | 0 | 0
|  | Loan repayment |  |  |  | 0 | 0 | 0 | 0 | 0 | 0 | 0 | 0 | 0 | 0 | 0 | 0 | 0 | 0 | 0 | 0 | 0 | 0 | 0 | 0 | 0 | 0 | 0 | 0 | 0 | 0 | 0 | 0 | 0 | 0 | 0 | 0 | 0 | 0 | 0 | 0 | 0 | 0 | 0 | 0 | 0 | 0 | 0 | 0 | 0 | 0 | 0 | 0 | 0 | 0 | 0
|  | Ending balance |  |  |  | 0 | 0 | 0 | 0 | 0 | 0 | 0 | 0 | 0 | 0 | 0 | 0 | 0 | 0 | 0 | 0 | 0 | 0 | 0 | 0 | 0 | 0 | 0 | 0 | 0 | 0 | 0 | 0 | 0 | 0 | 0 | 0 | 0 | 0 | 0 | 0 | 0 | 0 | 0 | 0 | 0 | 0 | 0 | 0 | 0 | 0 | 0 | 0 | 0 | 0 | 0
Fees
|  | Front-end Fee |  |  |  |  | 0 | 0 | 0 | 0 | 0 | 0 | 0 | 0 | 0 | 0 | 0 | 0 | 0 | 0 | 0 | 0 | 0 | 0 | 0 | 0 | 0 | 0 | 0 | 0 | 0 | 0 | 0 | 0 | 0 | 0 | 0 | 0 | 0 | 0 | 0 | 0 | 0 | 0 | 0 | 0 | 0 | 0 | 0 | 0 | 0 | 0 | 0 | 0 | 0 | 0
Commercial loans with public guarantees
|  | - Loan Amount | $ |  |  | 0: 0
|  | - Loan Tenor | years |  |  | 0: 0
|  | - Interest Rate | % | bar: 0 to 50
|  | Guarantee Coverage, as a % of Commercial Loan Value | % | bar: 0 to 50
|  | Term of Public Guarantee Coverage | years |  |  | 0: 0
Debt Service
|  | Interest Payment |  |  |  |  | 0 | 0 | 0 | 0 | 0 | 0 | 0 | 0 | 0 | 0 | 0 | 0 | 0 | 0 | 0 | 0 | 0 | 0 | 0 | 0 | 0 | 0 | 0 | 0 | 0 | 0 | 0 | 0 | 0 | 0 | 0 | 0 | 0 | 0 | 0 | 0 | 0 | 0 | 0 | 0 | 0 | 0 | 0 | 0 | 0 | 0 | 0 | 0 | 0 | 0
|  | Principal Payment |  |  |  |  | 0 | 0 | 0 | 0 | 0 | 0 | 0 | 0 | 0 | 0 | 0 | 0 | 0 | 0 | 0 | 0 | 0 | 0 | 0 | 0 | 0 | 0 | 0 | 0 | 0 | 0 | 0 | 0 | 0 | 0 | 0 | 0 | 0 | 0 | 0 | 0 | 0 | 0 | 0 | 0 | 0 | 0 | 0 | 0 | 0 | 0 | 0 | 0 | 0 | 0
|  | Total Debt Service |  |  |  |  | 0 | 0 | 0 | 0 | 0 | 0 | 0 | 0 | 0 | 0 | 0 | 0 | 0 | 0 | 0 | 0 | 0 | 0 | 0 | 0 | 0 | 0 | 0 | 0 | 0 | 0 | 0 | 0 | 0 | 0 | 0 | 0 | 0 | 0 | 0 | 0 | 0 | 0 | 0 | 0 | 0 | 0 | 0 | 0 | 0 | 0 | 0 | 0 | 0 | 0
Loan Amortization Schedule
|  | Beginning balance |  |  |  | 0 | 0 | 0 | 0 | 0 | 0 | 0 | 0 | 0 | 0 | 0 | 0 | 0 | 0 | 0 | 0 | 0 | 0 | 0 | 0 | 0 | 0 | 0 | 0 | 0 | 0 | 0 | 0 | 0 | 0 | 0 | 0 | 0 | 0 | 0 | 0 | 0 | 0 | 0 | 0 | 0 | 0 | 0 | 0 | 0 | 0 | 0 | 0 | 0 | 0 | 0
|  | Drawdowns |  |  |  | 0 | 0 | 0 | 0 | 0 | 0 | 0 | 0 | 0 | 0 | 0 | 0 | 0 | 0 | 0 | 0 | 0 | 0 | 0 | 0 | 0 | 0 | 0 | 0 | 0 | 0 | 0 | 0 | 0 | 0 | 0 | 0 | 0 | 0 | 0 | 0 | 0 | 0 | 0 | 0 | 0 | 0 | 0 | 0 | 0 | 0 | 0 | 0 | 0 | 0 | 0
|  | Loan repayment |  |  |  | 0 | 0 | 0 | 0 | 0 | 0 | 0 | 0 | 0 | 0 | 0 | 0 | 0 | 0 | 0 | 0 | 0 | 0 | 0 | 0 | 0 | 0 | 0 | 0 | 0 | 0 | 0 | 0 | 0 | 0 | 0 | 0 | 0 | 0 | 0 | 0 | 0 | 0 | 0 | 0 | 0 | 0 | 0 | 0 | 0 | 0 | 0 | 0 | 0 | 0 | 0
|  | Ending balance |  |  |  | 0 | 0 | 0 | 0 | 0 | 0 | 0 | 0 | 0 | 0 | 0 | 0 | 0 | 0 | 0 | 0 | 0 | 0 | 0 | 0 | 0 | 0 | 0 | 0 | 0 | 0 | 0 | 0 | 0 | 0 | 0 | 0 | 0 | 0 | 0 | 0 | 0 | 0 | 0 | 0 | 0 | 0 | 0 | 0 | 0 | 0 | 0 | 0 | 0 | 0 | 0
Fees
|  | Front-end fee, commercial loan with guarantees |  |  |  |  | 0 | 0 | 0 | 0 | 0 | 0 | 0 | 0 | 0 | 0 | 0 | 0 | 0 | 0 | 0 | 0 | 0 | 0 | 0 | 0 | 0 | 0 | 0 | 0 | 0 | 0 | 0 | 0 | 0 | 0 | 0 | 0 | 0 | 0 | 0 | 0 | 0 | 0 | 0 | 0 | 0 | 0 | 0 | 0 | 0 | 0 | 0 | 0 | 0 | 0
|  | Front-end Fee, Public Guarantee |  |  |  |  | 0 | 0 | 0 | 0 | 0 | 0 | 0 | 0 | 0 | 0 | 0 | 0 | 0 | 0 | 0 | 0 | 0 | 0 | 0 | 0 | 0 | 0 | 0 | 0 | 0 | 0 | 0 | 0 | 0 | 0 | 0 | 0 | 0 | 0 | 0 | 0 | 0 | 0 | 0 | 0 | 0 | 0 | 0 | 0 | 0 | 0 | 0 | 0 | 0 | 0
|  | Annual Public Guarantee Fee |  |  |  |  | 0 | 0 | 0 | 0 | 0 | 0 | 0 | 0 | 0 | 0 | 0 | 0 | 0 | 0 | 0 | 0 | 0 | 0 | 0 | 0 | 0 | 0 | 0 | 0 | 0 | 0 | 0 | 0 | 0 | 0 | 0 | 0 | 0 | 0 | 0 | 0 | 0 | 0 | 0 | 0 | 0 | 0 | 0 | 0 | 0 | 0 | 0 | 0 | 0 | 0
Commercial loans without public guarantees
|  | - Loan Amount |  |  |  | 0: 0
|  | - Loan Tenor |  |  |  | 0: 0
- Interest Rate | bar: 0 to 50
Debt Service
|  | Interest Payment |  |  |  |  | 0 | 0 | 0 | 0 | 0 | 0 | 0 | 0 | 0 | 0 | 0 | 0 | 0 | 0 | 0 | 0 | 0 | 0 | 0 | 0 | 0 | 0 | 0 | 0 | 0 | 0 | 0 | 0 | 0 | 0 | 0 | 0 | 0 | 0 | 0 | 0 | 0 | 0 | 0 | 0 | 0 | 0 | 0 | 0 | 0 | 0 | 0 | 0 | 0 | 0
|  | Principal Payment |  |  |  |  | 0 | 0 | 0 | 0 | 0 | 0 | 0 | 0 | 0 | 0 | 0 | 0 | 0 | 0 | 0 | 0 | 0 | 0 | 0 | 0 | 0 | 0 | 0 | 0 | 0 | 0 | 0 | 0 | 0 | 0 | 0 | 0 | 0 | 0 | 0 | 0 | 0 | 0 | 0 | 0 | 0 | 0 | 0 | 0 | 0 | 0 | 0 | 0 | 0 | 0
|  | Total Debt Service |  |  |  |  | 0 | 0 | 0 | 0 | 0 | 0 | 0 | 0 | 0 | 0 | 0 | 0 | 0 | 0 | 0 | 0 | 0 | 0 | 0 | 0 | 0 | 0 | 0 | 0 | 0 | 0 | 0 | 0 | 0 | 0 | 0 | 0 | 0 | 0 | 0 | 0 | 0 | 0 | 0 | 0 | 0 | 0 | 0 | 0 | 0 | 0 | 0 | 0 | 0 | 0
Loan Amortization Schedule
|  | Beginning balance |  |  |  | 0 | 0 | 0 | 0 | 0 | 0 | 0 | 0 | 0 | 0 | 0 | 0 | 0 | 0 | 0 | 0 | 0 | 0 | 0 | 0 | 0 | 0 | 0 | 0 | 0 | 0 | 0 | 0 | 0 | 0 | 0 | 0 | 0 | 0 | 0 | 0 | 0 | 0 | 0 | 0 | 0 | 0 | 0 | 0 | 0 | 0 | 0 | 0 | 0 | 0 | 0
|  | Drawdowns |  |  |  | 0 | 0 | 0 | 0 | 0 | 0 | 0 | 0 | 0 | 0 | 0 | 0 | 0 | 0 | 0 | 0 | 0 | 0 | 0 | 0 | 0 | 0 | 0 | 0 | 0 | 0 | 0 | 0 | 0 | 0 | 0 | 0 | 0 | 0 | 0 | 0 | 0 | 0 | 0 | 0 | 0 | 0 | 0 | 0 | 0 | 0 | 0 | 0 | 0 | 0 | 0
|  | Loan repayment |  |  |  | 0 | 0 | 0 | 0 | 0 | 0 | 0 | 0 | 0 | 0 | 0 | 0 | 0 | 0 | 0 | 0 | 0 | 0 | 0 | 0 | 0 | 0 | 0 | 0 | 0 | 0 | 0 | 0 | 0 | 0 | 0 | 0 | 0 | 0 | 0 | 0 | 0 | 0 | 0 | 0 | 0 | 0 | 0 | 0 | 0 | 0 | 0 | 0 | 0 | 0 | 0
|  | Ending balance |  |  |  | 0 | 0 | 0 | 0 | 0 | 0 | 0 | 0 | 0 | 0 | 0 | 0 | 0 | 0 | 0 | 0 | 0 | 0 | 0 | 0 | 0 | 0 | 0 | 0 | 0 | 0 | 0 | 0 | 0 | 0 | 0 | 0 | 0 | 0 | 0 | 0 | 0 | 0 | 0 | 0 | 0 | 0 | 0 | 0 | 0 | 0 | 0 | 0 | 0 | 0 | 0
Fees
|  | Front-end fee, commercial loans without public guarantees |  |  |  |  | 0 | 0 | 0 | 0 | 0 | 0 | 0 | 0 | 0 | 0 | 0 | 0 | 0 | 0 | 0 | 0 | 0 | 0 | 0 | 0 | 0 | 0 | 0 | 0 | 0 | 0 | 0 | 0 | 0 | 0 | 0 | 0 | 0 | 0 | 0 | 0 | 0 | 0 | 0 | 0 | 0 | 0 | 0 | 0 | 0 | 0 | 0 | 0 | 0 | 0
Political Risk Insurance (PRI) for Equity Investment
|  | - Equity Investment Covered |  |  |  | 0: 0
|  | Term of Political Risk Insurance |  |  |  | 0: 0
|  | Front-end Fee |  |  |  | 0: 0
|  | Annual Political Risk Insurance Premium |  |  |  | 0: 0
Fees
|  | Front-end Fee |  |  |  |  | 0 | 0 | 0 | 0 | 0 | 0 | 0 | 0 | 0 | 0 | 0 | 0 | 0 | 0 | 0 | 0 | 0 | 0 | 0 | 0 | 0 | 0 | 0 | 0 | 0 | 0 | 0 | 0 | 0 | 0 | 0 | 0 | 0 | 0 | 0 | 0 | 0 | 0 | 0 | 0 | 0 | 0 | 0 | 0 | 0 | 0 | 0 | 0 | 0 | 0
|  | Annual Political Risk Insurance Premium |  |  |  |  | 0 | 0 | 0 | 0 | 0 | 0 | 0 | 0 | 0 | 0 | 0 | 0 | 0 | 0 | 0 | 0 | 0 | 0 | 0 | 0 | 0 | 0 | 0 | 0 | 0 | 0 | 0 | 0 | 0 | 0 | 0 | 0 | 0 | 0 | 0 | 0 | 0 | 0 | 0 | 0 | 0 | 0 | 0 | 0 | 0 | 0 | 0 | 0 | 0 | 0
|  | Total Fees for PRI |  |  |  |  | 0 | 0 | 0 | 0 | 0 | 0 | 0 | 0 | 0 | 0 | 0 | 0 | 0 | 0 | 0 | 0 | 0 | 0 | 0 | 0 | 0 | 0 | 0 | 0 | 0 | 0 | 0 | 0 | 0 | 0 | 0 | 0 | 0 | 0 | 0 | 0 | 0 | 0 | 0 | 0 | 0 | 0 | 0 | 0 | 0 | 0 | 0 | 0 | 0 | 0
C. DEPRECIATION, SUPPORTING CALCULATIONS
| Year |  |  |  |  | 0 | 1 | 2 | 3 | 4 | 5 | 6 | 7 | 8 | 9 | 10 | 11 | 12 | 13 | 14 | 15 | 16 | 17 | 18 | 19 | 20 | 21 | 22 | 23 | 24 | 25 | 26 | 27 | 28 | 29 | 30 | 31 | 32 | 33 | 34 | 35 | 36 | 37 | 38 | 39 | 40 | 41 | 42 | 43 | 44 | 45 | 46 | 47 | 48 | 49 | 50
Natural Gas
|  | Life of Asset | 25 | years
Straight Line depreciation schedule | bar: 0 to 50
Non-depreciable | bar: 0 to 50
[5 empty] | Allocation | 0: Depreciation Base
|  | Straight Line |  |  | 100% | 664233.5766 | 26569.3431 | 26569.3431 | 26569.3431 | 26569.3431 | 26569.3431 | 26569.3431 | 26569.3431 | 26569.3431 | 26569.3431 | 26569.3431 | 26569.3431 | 26569.3431 | 26569.3431 | 26569.3431 | 26569.3431 | 26569.3431 | 26569.3431 | 26569.3431 | 26569.3431 | 26569.3431 | 26569.3431 | 26569.3431 | 26569.3431 | 26569.3431 | 26569.3431 | 0 | 0 | 0 | 0 | 0 | 0 | 0 | 0 | 0 | 0 | 0 | 0 | 0 | 0 | 0 | 0 | 0 | 0 | 0 | 0 | 0 | 0 | 0 | 0 | 0
|  | Non-depreciable |  |  | 0% | 0 | 0 | 0 | 0 | 0 | 0 | 0 | 0 | 0 | 0 | 0 | 0 | 0 | 0 | 0 | 0 | 0 | 0 | 0 | 0 | 0 | 0 | 0 | 0 | 0 | 0 | 0 | 0 | 0 | 0 | 0 | 0 | 0 | 0 | 0 | 0 | 0 | 0 | 0 | 0 | 0 | 0 | 0 | 0 | 0 | 0 | 0 | 0 | 0 | 0 | 0
|  | Annual depreciation expense |  |  |  | 664233.5766 | 26569.3431 | 26569.3431 | 26569.3431 | 26569.3431 | 26569.3431 | 26569.3431 | 26569.3431 | 26569.3431 | 26569.3431 | 26569.3431 | 26569.3431 | 26569.3431 | 26569.3431 | 26569.3431 | 26569.3431 | 26569.3431 | 26569.3431 | 26569.3431 | 26569.3431 | 26569.3431 | 26569.3431 | 26569.3431 | 26569.3431 | 26569.3431 | 26569.3431 | 0 | 0 | 0 | 0 | 0 | 0 | 0 | 0 | 0 | 0 | 0 | 0 | 0 | 0 | 0 | 0 | 0 | 0 | 0 | 0 | 0 | 0 | 0 | 0 | 0
Coal
|  | Life of Asset | 0 | years
Straight Line depreciation schedule | bar: 0 to 50
Non-depreciable | bar: 0 to 50
[5 empty] | Allocation | 0: Depreciation Base
|  | Straight Line |  |  | 100% | 0 | 0 | 0 | 0 | 0 | 0 | 0 | 0 | 0 | 0 | 0 | 0 | 0 | 0 | 0 | 0 | 0 | 0 | 0 | 0 | 0 | 0 | 0 | 0 | 0 | 0 | 0 | 0 | 0 | 0 | 0 | 0 | 0 | 0 | 0 | 0 | 0 | 0 | 0 | 0 | 0 | 0 | 0 | 0 | 0 | 0 | 0 | 0 | 0 | 0 | 0
|  | Non-depreciable |  |  | 0% | 0 | 0 | 0 | 0 | 0 | 0 | 0 | 0 | 0 | 0 | 0 | 0 | 0 | 0 | 0 | 0 | 0 | 0 | 0 | 0 | 0 | 0 | 0 | 0 | 0 | 0 | 0 | 0 | 0 | 0 | 0 | 0 | 0 | 0 | 0 | 0 | 0 | 0 | 0 | 0 | 0 | 0 | 0 | 0 | 0 | 0 | 0 | 0 | 0 | 0 | 0
|  | Annual depreciation expense |  |  |  | 0 | 0 | 0 | 0 | 0 | 0 | 0 | 0 | 0 | 0 | 0 | 0 | 0 | 0 | 0 | 0 | 0 | 0 | 0 | 0 | 0 | 0 | 0 | 0 | 0 | 0 | 0 | 0 | 0 | 0 | 0 | 0 | 0 | 0 | 0 | 0 | 0 | 0 | 0 | 0 | 0 | 0 | 0 | 0 | 0 | 0 | 0 | 0 | 0 | 0 | 0
Hydro
|  | Life of Asset | 0 | years
Straight Line depreciation schedule | bar: 0 to 50
Non-depreciable | bar: 0 to 50
[5 empty] | Allocation | 0: Depreciation Base
|  | Straight Line |  |  | 100% | 0 | 0 | 0 | 0 | 0 | 0 | 0 | 0 | 0 | 0 | 0 | 0 | 0 | 0 | 0 | 0 | 0 | 0 | 0 | 0 | 0 | 0 | 0 | 0 | 0 | 0 | 0 | 0 | 0 | 0 | 0 | 0 | 0 | 0 | 0 | 0 | 0 | 0 | 0 | 0 | 0 | 0 | 0 | 0 | 0 | 0 | 0 | 0 | 0 | 0 | 0
|  | Non-depreciable |  |  | 0% | 0 | 0 | 0 | 0 | 0 | 0 | 0 | 0 | 0 | 0 | 0 | 0 | 0 | 0 | 0 | 0 | 0 | 0 | 0 | 0 | 0 | 0 | 0 | 0 | 0 | 0 | 0 | 0 | 0 | 0 | 0 | 0 | 0 | 0 | 0 | 0 | 0 | 0 | 0 | 0 | 0 | 0 | 0 | 0 | 0 | 0 | 0 | 0 | 0 | 0 | 0
|  | Annual depreciation expense |  |  |  | 0 | 0 | 0 | 0 | 0 | 0 | 0 | 0 | 0 | 0 | 0 | 0 | 0 | 0 | 0 | 0 | 0 | 0 | 0 | 0 | 0 | 0 | 0 | 0 | 0 | 0 | 0 | 0 | 0 | 0 | 0 | 0 | 0 | 0 | 0 | 0 | 0 | 0 | 0 | 0 | 0 | 0 | 0 | 0 | 0 | 0 | 0 | 0 | 0 | 0 | 0
Light Fuel Oil
|  | Life of Asset | 0 | years
Straight Line depreciation schedule | bar: 0 to 50
Non-depreciable | bar: 0 to 50
[5 empty] | Allocation | 0: Depreciation Base
|  | Straight Line |  |  | 100% | 0 | 0 | 0 | 0 | 0 | 0 | 0 | 0 | 0 | 0 | 0 | 0 | 0 | 0 | 0 | 0 | 0 | 0 | 0 | 0 | 0 | 0 | 0 | 0 | 0 | 0 | 0 | 0 | 0 | 0 | 0 | 0 | 0 | 0 | 0 | 0 | 0 | 0 | 0 | 0 | 0 | 0 | 0 | 0 | 0 | 0 | 0 | 0 | 0 | 0 | 0
|  | Non-depreciable |  |  | 0% | 0 | 0 | 0 | 0 | 0 | 0 | 0 | 0 | 0 | 0 | 0 | 0 | 0 | 0 | 0 | 0 | 0 | 0 | 0 | 0 | 0 | 0 | 0 | 0 | 0 | 0 | 0 | 0 | 0 | 0 | 0 | 0 | 0 | 0 | 0 | 0 | 0 | 0 | 0 | 0 | 0 | 0 | 0 | 0 | 0 | 0 | 0 | 0 | 0 | 0 | 0
|  | Annual depreciation expense |  |  |  | 0 | 0 | 0 | 0 | 0 | 0 | 0 | 0 | 0 | 0 | 0 | 0 | 0 | 0 | 0 | 0 | 0 | 0 | 0 | 0 | 0 | 0 | 0 | 0 | 0 | 0 | 0 | 0 | 0 | 0 | 0 | 0 | 0 | 0 | 0 | 0 | 0 | 0 | 0 | 0 | 0 | 0 | 0 | 0 | 0 | 0 | 0 | 0 | 0 | 0 | 0
Heavy Fuel Oil
|  | Life of Asset | 0 | years
Straight Line depreciation schedule | bar: 0 to 50
Non-depreciable | bar: 0 to 50
[5 empty] | Allocation | 0: Depreciation Base
|  | Straight Line |  |  | 100% | 0 | 0 | 0 | 0 | 0 | 0 | 0 | 0 | 0 | 0 | 0 | 0 | 0 | 0 | 0 | 0 | 0 | 0 | 0 | 0 | 0 | 0 | 0 | 0 | 0 | 0 | 0 | 0 | 0 | 0 | 0 | 0 | 0 | 0 | 0 | 0 | 0 | 0 | 0 | 0 | 0 | 0 | 0 | 0 | 0 | 0 | 0 | 0 | 0 | 0 | 0
|  | Non-depreciable |  |  | 0% | 0 | 0 | 0 | 0 | 0 | 0 | 0 | 0 | 0 | 0 | 0 | 0 | 0 | 0 | 0 | 0 | 0 | 0 | 0 | 0 | 0 | 0 | 0 | 0 | 0 | 0 | 0 | 0 | 0 | 0 | 0 | 0 | 0 | 0 | 0 | 0 | 0 | 0 | 0 | 0 | 0 | 0 | 0 | 0 | 0 | 0 | 0 | 0 | 0 | 0 | 0
|  | Annual depreciation expense |  |  |  | 0 | 0 | 0 | 0 | 0 | 0 | 0 | 0 | 0 | 0 | 0 | 0 | 0 | 0 | 0 | 0 | 0 | 0 | 0 | 0 | 0 | 0 | 0 | 0 | 0 | 0 | 0 | 0 | 0 | 0 | 0 | 0 | 0 | 0 | 0 | 0 | 0 | 0 | 0 | 0 | 0 | 0 | 0 | 0 | 0 | 0 | 0 | 0 | 0 | 0 | 0
Geothermal
|  | Life of Asset | 0 | years
Straight Line depreciation schedule | bar: 0 to 50
Non-depreciable | bar: 0 to 50
[5 empty] | Allocation | 0: Depreciation Base
|  | Straight Line |  |  | 100% | 0 | 0 | 0 | 0 | 0 | 0 | 0 | 0 | 0 | 0 | 0 | 0 | 0 | 0 | 0 | 0 | 0 | 0 | 0 | 0 | 0 | 0 | 0 | 0 | 0 | 0 | 0 | 0 | 0 | 0 | 0 | 0 | 0 | 0 | 0 | 0 | 0 | 0 | 0 | 0 | 0 | 0 | 0 | 0 | 0 | 0 | 0 | 0 | 0 | 0 | 0
|  | Non-depreciable |  |  | 0% | 0 | 0 | 0 | 0 | 0 | 0 | 0 | 0 | 0 | 0 | 0 | 0 | 0 | 0 | 0 | 0 | 0 | 0 | 0 | 0 | 0 | 0 | 0 | 0 | 0 | 0 | 0 | 0 | 0 | 0 | 0 | 0 | 0 | 0 | 0 | 0 | 0 | 0 | 0 | 0 | 0 | 0 | 0 | 0 | 0 | 0 | 0 | 0 | 0 | 0 | 0
|  | Annual depreciation expense |  |  |  | 0 | 0 | 0 | 0 | 0 | 0 | 0 | 0 | 0 | 0 | 0 | 0 | 0 | 0 | 0 | 0 | 0 | 0 | 0 | 0 | 0 | 0 | 0 | 0 | 0 | 0 | 0 | 0 | 0 | 0 | 0 | 0 | 0 | 0 | 0 | 0 | 0 | 0 | 0 | 0 | 0 | 0 | 0 | 0 | 0 | 0 | 0 | 0 | 0 | 0 | 0
Note on H39: includes front-end fees for loans only.
Note on H40: includes front end fee and guarantee fee for guarantee coverage. Front-end fee is only included in Year 1.
Note on H41: includes front-end fee and annual risk insurance premium. Front end fee is only included in Year 1.
Note on H85: includes front-end fees for loans only.
Note on H86: includes front end fee and guarantee fee for guarantee coverage. Front-end fee is only included in Year 1.
Note on H87: includes front-end fee and annual risk insurance premium. Front end fee is only included in Year 1.
Note on H133: includes front-end fees for loans only.
Note on H134: includes front end fee and guarantee fee for guarantee coverage. Front-end fee is only included in Year 1.
Note on H135: includes front-end fee and annual risk insurance premium. Front end fee is only included in Year 1.
Note on H179: includes front-end fees for loans only.
Note on H180: includes front end fee and guarantee fee for guarantee coverage. Front-end fee is only included in Year 1.
Note on H181: includes front-end fee and annual risk insurance premium. Front end fee is only included in Year 1.
Note on H227: includes front-end fees for loans only.
Note on H228: includes front end fee and guarantee fee for guarantee coverage. Front-end fee is only included in Year 1.
Note on H229: includes front-end fee and annual risk insurance premium. Front end fee is only included in Year 1.
Note on H273: includes front-end fees for loans only.
Note on H274: includes front end fee and guarantee fee for guarantee coverage. Front-end fee is only included in Year 1.
Note on H275: includes front-end fee and annual risk insurance premium. Front end fee is only included in Year 1.

## V. LCOE, Ren. En. Generation
VERSION 1.2 (JULY 2014)
V. LCOE, RENEWABLE ENERGY GENERATION
This sheet is organised into four sections.
A. LCOE Model, Renewable Energy Generation Pre-derisking
B. LCOE Model, Renewable Energy Generation Post-derisking
C. Financing, Supporting Calculations
D. Depreciation, Supporting Calculations
A. LCOE MODEL: RENEWABLE ENERGY GENERATION, PRE-DERISKING
RENEWABLE ENERGY GENERATION, PRE-DERISKING
| Year |  |  |  |  | 0 | 1 | 2 | 3 | 4 | 5 | 6 | 7 | 8 | 9 | 10 | 11 | 12 | 13 | 14 | 15 | 16 | 17 | 18 | 19 | 20
| Availability | [5 empty] | 100% | 100% | 100% | 100% | 100% | 100% | 100% | 100% | 100% | 100% | 100% | 100% | 100% | 100% | 100% | 100% | 100% | 100% | 100% | 100%
| Energy production |  |  |  | MWh |  | 1404288 | 1404288 | 1404288 | 1404288 | 1404288 | 1404288 | 1404288 | 1404288 | 1404288 | 1404288 | 1404288 | 1404288 | 1404288 | 1404288 | 1404288 | 1404288 | 1404288 | 1404288 | 1404288 | 1404288
Operating & Financial Expenses
| Operations & Maintenance Expenses |  |  |  | € |  | 18248.1752 | 18613.1387 | 18985.4015 | 19365.1095 | 19752.4117 | 20147.4599 | 20550.4091 | 20961.4173 | 21380.6456 | 21808.2586 | 22244.4237 | 22689.3122 | 23143.0984 | 23605.9604 | 24078.0796 | 24559.6412 | 25050.834 | 25551.8507 | 26062.8877 | 26584.1455
| Depreciation |  |  |  | € |  | 41594744.5255 | 41594744.5255 | 41594744.5255 | 41594744.5255 | 41594744.5255 | 41594744.5255 | 41594744.5255 | 41594744.5255 | 41594744.5255 | 41594744.5255 | 41594744.5255 | 41594744.5255 | 41594744.5255 | 41594744.5255 | 41594744.5255 | 41594744.5255 | 41594744.5255 | 41594744.5255 | 41594744.5255 | 41594744.5255
| Interest Expense, public loan |  |  |  | € |  | 0 | 0 | 0 | 0 | 0 | 0 | 0 | 0 | 0 | 0 | 0 | 0 | 0 | 0 | 0 | 0 | 0 | 0 | 0 | 0
| Interest Expense, commercial loan with public guarantees |  |  |  | € |  | 0 | 0 | 0 | 0 | 0 | 0 | 0 | 0 | 0 | 0 | 0 | 0 | 0 | 0 | 0 | 0 | 0 | 0 | 0 | 0
| Interest Expense, commercial loan without public guarantees |  |  |  | € |  | 39843386.8613 | 36890805.0272 | 33746305.3738 | 30397413.243 | 26830843.1237 | 23032445.9466 | 18987152.9531 | 14678915.9149 | 10090643.4693 | 5204133.3147 | 0 | 0 | 0 | 0 | 0 | 0 | 0 | 0 | 0 | 0
| Front-end Fees |  |  |  | € |  | 0 | 0 | 0 | 0 | 0 | 0 | 0 | 0 | 0 | 0 | 0 | 0 | 0 | 0 | 0 | 0 | 0 | 0 | 0 | 0
| Public Guarantee Fees |  |  |  | € |  | 0 | 0 | 0 | 0 | 0 | 0 | 0 | 0 | 0 | 0 | 0 | 0 | 0 | 0 | 0 | 0 | 0 | 0 | 0 | 0
| Political Risk Insurance - Fees & Annual Premium Payments |  |  |  | € |  | 0 | 0 | 0 | 0 | 0 | 0 | 0 | 0 | 0 | 0 | 0 | 0 | 0 | 0 | 0 | 0 | 0 | 0 | 0 | 0
After-Tax LCOE
| Operations & Maintenance Expenses |  |  |  | € |  | -18248.1752 | -18613.1387 | -18985.4015 | -19365.1095 | -19752.4117 | -20147.4599 | -20550.4091 | -20961.4173 | -21380.6456 | -21808.2586 | -22244.4237 | -22689.3122 | -23143.0984 | -23605.9604 | -24078.0796 | -24559.6412 | -25050.834 | -25551.8507 | -26062.8877 | -26584.1455
| Front-end Fees |  |  |  | € |  | 0 | 0 | 0 | 0 | 0 | 0 | 0 | 0 | 0 | 0 | 0 | 0 | 0 | 0 | 0 | 0 | 0 | 0 | 0 | 0
| Public Guarantee Fees |  |  |  | € |  | 0 | 0 | 0 | 0 | 0 | 0 | 0 | 0 | 0 | 0 | 0 | 0 | 0 | 0 | 0 | 0 | 0 | 0 | 0 | 0
| Political Risk Insurance - Fees & Annual Premium Payments |  |  |  | € |  | 0 | 0 | 0 | 0 | 0 | 0 | 0 | 0 | 0 | 0 | 0 | 0 | 0 | 0 | 0 | 0 | 0 | 0 | 0 | 0
| Debt Financing Costs (principal and interest payments) |  |  |  | € |  | -85267722.7709 | -85267722.7709 | -85267722.7709 | -85267722.7709 | -85267722.7709 | -85267722.7709 | -85267722.7709 | -85267722.7709 | -85267722.7709 | -85267722.7709 | 0 | 0 | 0 | 0 | 0 | 0 | 0 | 0 | 0 | 0
| Tax benefit of O&M expenses, depreciation, interest expense, and other financial expenses |  |  |  | € |  | 24436913.8686 | 23551248.8074 | 22608010.5903 | 21603456.8634 | 20533602.0183 | 19394201.3796 | 18180734.3663 | 16888386.5573 | 15512030.5921 | 14046205.8296 | 12485096.6848 | 12485230.1513 | 12485366.2872 | 12485505.1458 | 12485646.7815 | 12485791.25 | 12485938.6079 | 12486088.9129 | 12486242.224 | 12486398.6013
| Total costs |  |  |  | € | -262703649.635 | -60849057.0775 | -61735087.1022 | -62678697.5821 | -63683631.017 | -64753873.1643 | -65893668.8512 | -67107538.8137 | -68400297.6309 | -69777072.8244 | -71243325.1999 | 12462852.2611 | 12462540.8391 | 12462223.1888 | 12461899.1854 | 12461568.7019 | 12461231.6088 | 12460887.7738 | 12460537.0622 | 12460179.3363 | 12459814.4558
| Cost of equity |  |  |  |  | 0: 15%
| Net Present Value of total costs |  |  |  |  | 0: -570175888.0497
| Net Present Value of RE generation |  |  |  |  | 0: -8789904.0766
| LCOE (year 1) |  |  |  | €/Mwh | 0: 64.8671
| LCOE (year 1) adjusted for taxes |  |  |  | €/MWh | 0: 92.6673
ESTIMATED CASH FLOWS TO EQUITY FROM RENEWABLE ENERGY INVESTMENT - CHECK - NPV = 0 AT THE COE
| Year |  |  |  |  | 0 | 1 | 2 | 3 | 4 | 5 | 6 | 7 | 8 | 9 | 10 | 11 | 12 | 13 | 14 | 15 | 16 | 17 | 18 | 19 | 20
| Energy production |  |  |  | MWh |  | 1404288 | 1404288 | 1404288 | 1404288 | 1404288 | 1404288 | 1404288 | 1404288 | 1404288 | 1404288 | 1404288 | 1404288 | 1404288 | 1404288 | 1404288 | 1404288 | 1404288 | 1404288 | 1404288 | 1404288
| Tariff |  |  |  | €/MWh |  | 92.6673 | 92.6673 | 92.6673 | 92.6673 | 92.6673 | 92.6673 | 92.6673 | 92.6673 | 92.6673 | 92.6673 | 92.6673 | 92.6673 | 92.6673 | 92.6673 | 92.6673 | 92.6673 | 92.6673 | 92.6673 | 92.6673 | 92.6673
| Operating Revenues |  |  |  | € |  | 130131626.0924 | 130131626.0924 | 130131626.0924 | 130131626.0924 | 130131626.0924 | 130131626.0924 | 130131626.0924 | 130131626.0924 | 130131626.0924 | 130131626.0924 | 130131626.0924 | 130131626.0924 | 130131626.0924 | 130131626.0924 | 130131626.0924 | 130131626.0924 | 130131626.0924 | 130131626.0924 | 130131626.0924 | 130131626.0924
| Operating & Maintenance Expenses |  |  |  | € |  | -18248.1752 | -18613.1387 | -18985.4015 | -19365.1095 | -19752.4117 | -20147.4599 | -20550.4091 | -20961.4173 | -21380.6456 | -21808.2586 | -22244.4237 | -22689.3122 | -23143.0984 | -23605.9604 | -24078.0796 | -24559.6412 | -25050.834 | -25551.8507 | -26062.8877 | -26584.1455
| EBITDA | [5 empty] | 130113377.9173 | 130113012.9538 | 130112640.691 | 130112260.983 | 130111873.6808 | 130111478.6325 | 130111075.6833 | 130110664.6752 | 130110245.4468 | 130109817.8339 | 130109381.6687 | 130108936.7803 | 130108482.994 | 130108020.132 | 130107548.0128 | 130107066.4512 | 130106575.2584 | 130106074.2417 | 130105563.2047 | 130105041.947
| Depreciation | [5 empty] | -41594744.5255 | -41594744.5255 | -41594744.5255 | -41594744.5255 | -41594744.5255 | -41594744.5255 | -41594744.5255 | -41594744.5255 | -41594744.5255 | -41594744.5255 | -41594744.5255 | -41594744.5255 | -41594744.5255 | -41594744.5255 | -41594744.5255 | -41594744.5255 | -41594744.5255 | -41594744.5255 | -41594744.5255 | -41594744.5255
| EBIT | [5 empty] | 88518633.3917 | 88518268.4282 | 88517896.1654 | 88517516.4574 | 88517129.1552 | 88516734.107 | 88516331.1578 | 88515920.1496 | 88515500.9213 | 88515073.3083 | 88514637.1432 | 88514192.2547 | 88513738.4685 | 88513275.6065 | 88512803.4873 | 88512321.9257 | 88511830.7329 | 88511329.7162 | 88510818.6792 | 88510297.4214
| Interest Expense, public loan | [5 empty] | 0 | 0 | 0 | 0 | 0 | 0 | 0 | 0 | 0 | 0 | 0 | 0 | 0 | 0 | 0 | 0 | 0 | 0 | 0 | 0
| Interest Expense, commercial loan with public guarantees | [5 empty] | 0 | 0 | 0 | 0 | 0 | 0 | 0 | 0 | 0 | 0 | 0 | 0 | 0 | 0 | 0 | 0 | 0 | 0 | 0 | 0
| Interest Expense, commercial loan without public guarantees | [5 empty] | -39843386.8613 | -36890805.0272 | -33746305.3738 | -30397413.243 | -26830843.1237 | -23032445.9466 | -18987152.9531 | -14678915.9149 | -10090643.4693 | -5204133.3147 | 0 | 0 | 0 | 0 | 0 | 0 | 0 | 0 | 0 | 0
| Front-end Fees | [5 empty] | 0 | 0 | 0 | 0 | 0 | 0 | 0 | 0 | 0 | 0 | 0 | 0 | 0 | 0 | 0 | 0 | 0 | 0 | 0 | 0
| Public Guarantee Fees | [5 empty] | 0 | 0 | 0 | 0 | 0 | 0 | 0 | 0 | 0 | 0 | 0 | 0 | 0 | 0 | 0 | 0 | 0 | 0 | 0 | 0
| Political Risk Insurance - Fees & Annual Premium Payments | [5 empty] | 0 | 0 | 0 | 0 | 0 | 0 | 0 | 0 | 0 | 0 | 0 | 0 | 0 | 0 | 0 | 0 | 0 | 0 | 0 | 0
| Taxable Income | [5 empty] | 48675246.5304 | 51627463.401 | 54771590.7916 | 58120103.2144 | 61686286.0315 | 65484288.1603 | 69529178.2047 | 73837004.2347 | 78424857.452 | 83310939.9937 | 88514637.1432 | 88514192.2547 | 88513738.4685 | 88513275.6065 | 88512803.4873 | 88512321.9257 | 88511830.7329 | 88511329.7162 | 88510818.6792 | 88510297.4214
| Taxes (Paid)/Refunded | [5 empty] | -14602573.9591 | -15488239.0203 | -16431477.2375 | -17436030.9643 | -18505885.8095 | -19645286.4481 | -20858753.4614 | -22151101.2704 | -23527457.2356 | -24993281.9981 | -26554391.143 | -26554257.6764 | -26554121.5405 | -26553982.6819 | -26553841.0462 | -26553696.5777 | -26553549.2199 | -26553398.9149 | -26553245.6038 | -26553089.2264
| Net Income | [5 empty] | 34072672.5713 | 36139224.3807 | 38340113.5541 | 40684072.2501 | 43180400.2221 | 45839001.7122 | 48670424.7433 | 51685902.9643 | 54897400.2164 | 58317657.9956 | 61960246.0002 | 61959934.5783 | 61959616.9279 | 61959292.9245 | 61958962.4411 | 61958625.348 | 61958281.513 | 61957930.8013 | 61957573.0754 | 61957208.195
| Investment cost |  |  |  | € | 0: -875678832.1168
| Net of debt financing |  |  |  | € | 0: 612975182.4818
| Equity investment |  |  |  | € | 0: -262703649.635
| Net income | [5 empty] | 34072672.5713 | 36139224.3807 | 38340113.5541 | 40684072.2501 | 43180400.2221 | 45839001.7122 | 48670424.7433 | 51685902.9643 | 54897400.2164 | 58317657.9956 | 61960246.0002 | 61959934.5783 | 61959616.9279 | 61959292.9245 | 61958962.4411 | 61958625.348 | 61958281.513 | 61957930.8013 | 61957573.0754 | 61957208.195
| + Depreciation |  |  |  | € |  | 41594744.5255 | 41594744.5255 | 41594744.5255 | 41594744.5255 | 41594744.5255 | 41594744.5255 | 41594744.5255 | 41594744.5255 | 41594744.5255 | 41594744.5255 | 41594744.5255 | 41594744.5255 | 41594744.5255 | 41594744.5255 | 41594744.5255 | 41594744.5255 | 41594744.5255 | 41594744.5255 | 41594744.5255 | 41594744.5255
| - Capital expenditures |  |  |  | €
| - Change in working capital |  |  |  | €
| - Principal repayments |  |  |  | € |  | -45424335.9096 | -48376917.7438 | -51521417.3971 | -54870309.5279 | -58436879.6472 | -62235276.8243 | -66280569.8179 | -70588806.856 | -75177079.3017 | -80063589.4563 | 0 | 0 | 0 | 0 | 0 | 0 | 0 | 0 | 0 | 0
| + Salvage value |  |  |  | €
| After-tax Cash Flow to Equity |  |  |  | € | -262703649.635 | 30243081.1872 | 29357051.1625 | 28413440.6826 | 27408507.2477 | 26338265.1004 | 25198469.4135 | 23984599.451 | 22691840.6338 | 21315065.4403 | 19848813.0648 | 103554990.5258 | 103554679.1038 | 103554361.4535 | 103554037.4501 | 103553706.9666 | 103553369.8735 | 103553026.0386 | 103552675.3269 | 103552317.601 | 103551952.7205
| Net Present Value |  |  |  |  | 0: 1.401e-07
B. LCOE MODEL: RENEWABLE ENERGY GENERATION, POST-DERISKING
RENEWABLE ENERGY GENERATION, POST-DERISKING
| Year |  |  |  |  | 0 | 1 | 2 | 3 | 4 | 5 | 6 | 7 | 8 | 9 | 10 | 11 | 12 | 13 | 14 | 15 | 16 | 17 | 18 | 19 | 20
| Availability | [5 empty] | 100% | 100% | 100% | 100% | 100% | 100% | 100% | 100% | 100% | 100% | 100% | 100% | 100% | 100% | 100% | 100% | 100% | 100% | 100% | 100%
| Energy production |  |  |  | MWh |  | 1404288 | 1404288 | 1404288 | 1404288 | 1404288 | 1404288 | 1404288 | 1404288 | 1404288 | 1404288 | 1404288 | 1404288 | 1404288 | 1404288 | 1404288 | 1404288 | 1404288 | 1404288 | 1404288 | 1404288
Operating & Financial Expenses
| Operations & Maintenance Expenses |  |  |  | € |  | 18248.1752 | 18613.1387 | 18985.4015 | 19365.1095 | 19752.4117 | 20147.4599 | 20550.4091 | 20961.4173 | 21380.6456 | 21808.2586 | 22244.4237 | 22689.3122 | 23143.0984 | 23605.9604 | 24078.0796 | 24559.6412 | 25050.834 | 25551.8507 | 26062.8877 | 26584.1455
| Depreciation |  |  |  | € |  | 41594744.5255 | 41594744.5255 | 41594744.5255 | 41594744.5255 | 41594744.5255 | 41594744.5255 | 41594744.5255 | 41594744.5255 | 41594744.5255 | 41594744.5255 | 41594744.5255 | 41594744.5255 | 41594744.5255 | 41594744.5255 | 41594744.5255 | 41594744.5255 | 41594744.5255 | 41594744.5255 | 41594744.5255 | 41594744.5255
| Interest Expense, public loan |  |  |  | € |  | 12697343.0657 | 12270944.061 | 11827489.0962 | 11366295.9327 | 10886655.0427 | 10387828.5171 | 9869048.9305 | 9329518.1605 | 8768406.1596 | 8184849.6787 | 7577950.9385 | 6946776.2488 | 6290354.5714 | 5607676.027 | 4897690.3408 | 4159305.2271 | 3391384.7089 | 2592747.3699 | 1762164.5374 | 898358.3916
| Interest Expense, commercial loan with public guarantees |  |  |  | € |  | 0 | 0 | 0 | 0 | 0 | 0 | 0 | 0 | 0 | 0 | 0 | 0 | 0 | 0 | 0 | 0 | 0 | 0 | 0 | 0
| Interest Expense, commercial loan without public guarantees |  |  |  | € |  | 17853164.3873 | 16636913.3978 | 15352257.7704 | 13995350.2776 | 12562127.3149 | 11048296.7321 | 9449324.9789 | 7760423.528 | 5976534.535 | 4092315.6911 | 2102124.2241 | 0 | 0 | 0 | 0 | 0 | 0 | 0 | 0 | 0
| Front-end Fees |  |  |  | € |  | 0 | 0 | 0 | 0 | 0 | 0 | 0 | 0 | 0 | 0 | 0 | 0 | 0 | 0 | 0 | 0 | 0 | 0 | 0 | 0
| Public Guarantee Fees |  |  |  | € |  | 0 | 0 | 0 | 0 | 0 | 0 | 0 | 0 | 0 | 0 | 0 | 0 | 0 | 0 | 0 | 0 | 0 | 0 | 0 | 0
| Political Risk Insurance - Fees & Annual Premium Payments |  |  |  | € |  | 0 | 0 | 0 | 0 | 0 | 0 | 0 | 0 | 0 | 0 | 0 | 0 | 0 | 0 | 0 | 0 | 0 | 0 | 0 | 0
After-Tax LCOE
| Operations & Maintenance Expenses |  |  |  | € |  | -18248.1752 | -18613.1387 | -18985.4015 | -19365.1095 | -19752.4117 | -20147.4599 | -20550.4091 | -20961.4173 | -21380.6456 | -21808.2586 | -22244.4237 | -22689.3122 | -23143.0984 | -23605.9604 | -24078.0796 | -24559.6412 | -25050.834 | -25551.8507 | -26062.8877 | -26584.1455
| Front-end Fees |  |  |  | € |  | 0 | 0 | 0 | 0 | 0 | 0 | 0 | 0 | 0 | 0 | 0 | 0 | 0 | 0 | 0 | 0 | 0 | 0 | 0 | 0
| Public Guarantee Fees |  |  |  | € |  | 0 | 0 | 0 | 0 | 0 | 0 | 0 | 0 | 0 | 0 | 0 | 0 | 0 | 0 | 0 | 0 | 0 | 0 | 0 | 0
| Political Risk Insurance - Fees & Annual Premium Payments |  |  |  | € |  | 0 | 0 | 0 | 0 | 0 | 0 | 0 | 0 | 0 | 0 | 0 | 0 | 0 | 0 | 0 | 0 | 0 | 0 | 0 | 0
| Debt Financing Costs (principal and interest payments) |  |  |  | € |  | -62835719.0442 | -62835719.0442 | -62835719.0442 | -62835719.0442 | -62835719.0442 | -62835719.0442 | -62835719.0442 | -62835719.0442 | -62835719.0442 | -62835719.0442 | -62835719.0442 | -23357318.1824 | -23357318.1824 | -23357318.1824 | -23357318.1824 | -23357318.1824 | -23357318.1824 | -23357318.1824 | -23357318.1824 | -23357318.1824
| Tax benefit of O&M expenses, depreciation, interest expense, and other financial expenses |  |  |  | € |  | 21649050.0461 | 21156364.5369 | 20638043.0381 | 20092726.7536 | 19518983.7884 | 18915305.1704 | 18280100.6532 | 17611694.2894 | 16908319.7597 | 16168115.4462 | 15389119.2336 | 14569263.026 | 14372472.6586 | 14167807.9539 | 13954953.8838 | 13733582.8182 | 13503354.0205 | 13263913.1239 | 13014891.5852 | 12755906.1188
| Total costs |  |  |  | € | -240811678.8321 | -41204917.1733 | -41697967.646 | -42216661.4076 | -42762357.4001 | -43336487.6674 | -43940561.3337 | -44576168.8001 | -45244986.1721 | -45948779.9301 | -46689411.8566 | -47468844.2344 | -8810744.4687 | -9007988.6222 | -9213116.189 | -9426442.3783 | -9648295.0055 | -9879014.9959 | -10118956.9093 | -10368489.4849 | -10627996.2091
| Cost of equity |  |  |  |  | 0: 12.75%
| Net Present Value of total costs |  |  |  |  | 0: -503321038.8221
| Net Present Value of RE generation |  |  |  |  | 0: -10015844.0908
| LCOE (year 1) |  |  |  | €/Mwh | 0: 50.2525
| LCOE (year 1) adjusted for taxes |  |  |  | €/MWh | 0: 71.7893
ESTIMATED CASH FLOWS TO EQUITY FROM RENEWABLE ENERGY INVESTMENT - CHECK - NPV = 0 AT THE COE
| Year |  |  |  |  | 0 | 1 | 2 | 3 | 4 | 5 | 6 | 7 | 8 | 9 | 10 | 11 | 12 | 13 | 14 | 15 | 16 | 17 | 18 | 19 | 20
| Energy production |  |  |  | MWh |  | 1404288 | 1404288 | 1404288 | 1404288 | 1404288 | 1404288 | 1404288 | 1404288 | 1404288 | 1404288 | 1404288 | 1404288 | 1404288 | 1404288 | 1404288 | 1404288 | 1404288 | 1404288 | 1404288 | 1404288
| Tariff |  |  |  | €/MWh |  | 71.7893 | 71.7893 | 71.7893 | 71.7893 | 71.7893 | 71.7893 | 71.7893 | 71.7893 | 71.7893 | 71.7893 | 71.7893 | 71.7893 | 71.7893 | 71.7893 | 71.7893 | 71.7893 | 71.7893 | 71.7893 | 71.7893 | 71.7893
| Operating Revenues |  |  |  | € |  | 100812799.1376 | 100812799.1376 | 100812799.1376 | 100812799.1376 | 100812799.1376 | 100812799.1376 | 100812799.1376 | 100812799.1376 | 100812799.1376 | 100812799.1376 | 100812799.1376 | 100812799.1376 | 100812799.1376 | 100812799.1376 | 100812799.1376 | 100812799.1376 | 100812799.1376 | 100812799.1376 | 100812799.1376 | 100812799.1376
| Operating & Maintenance Expenses |  |  |  | € |  | -18248.1752 | -18613.1387 | -18985.4015 | -19365.1095 | -19752.4117 | -20147.4599 | -20550.4091 | -20961.4173 | -21380.6456 | -21808.2586 | -22244.4237 | -22689.3122 | -23143.0984 | -23605.9604 | -24078.0796 | -24559.6412 | -25050.834 | -25551.8507 | -26062.8877 | -26584.1455
| EBITDA | [5 empty] | 100794550.9624 | 100794185.9989 | 100793813.7362 | 100793434.0281 | 100793046.7259 | 100792651.6777 | 100792248.7285 | 100791837.7203 | 100791418.492 | 100790990.8791 | 100790554.7139 | 100790109.8254 | 100789656.0392 | 100789193.1772 | 100788721.058 | 100788239.4964 | 100787748.3036 | 100787247.2869 | 100786736.2499 | 100786214.9921
| Depreciation | [5 empty] | -41594744.5255 | -41594744.5255 | -41594744.5255 | -41594744.5255 | -41594744.5255 | -41594744.5255 | -41594744.5255 | -41594744.5255 | -41594744.5255 | -41594744.5255 | -41594744.5255 | -41594744.5255 | -41594744.5255 | -41594744.5255 | -41594744.5255 | -41594744.5255 | -41594744.5255 | -41594744.5255 | -41594744.5255 | -41594744.5255
| EBIT | [5 empty] | 59199806.4369 | 59199441.4734 | 59199069.2106 | 59198689.5026 | 59198302.2004 | 59197907.1522 | 59197504.203 | 59197093.1948 | 59196673.9664 | 59196246.3535 | 59195810.1883 | 59195365.2999 | 59194911.5136 | 59194448.6517 | 59193976.5325 | 59193494.9709 | 59193003.778 | 59192502.7614 | 59191991.7243 | 59191470.4666
| Interest Expense, public loan | [5 empty] | -12697343.0657 | -12270944.061 | -11827489.0962 | -11366295.9327 | -10886655.0427 | -10387828.5171 | -9869048.9305 | -9329518.1605 | -8768406.1596 | -8184849.6787 | -7577950.9385 | -6946776.2488 | -6290354.5714 | -5607676.027 | -4897690.3408 | -4159305.2271 | -3391384.7089 | -2592747.3699 | -1762164.5374 | -898358.3916
| Interest Expense, commercial loan with public guarantees | [5 empty] | 0 | 0 | 0 | 0 | 0 | 0 | 0 | 0 | 0 | 0 | 0 | 0 | 0 | 0 | 0 | 0 | 0 | 0 | 0 | 0
| Interest Expense, commercial loan without public guarantees | [5 empty] | -17853164.3873 | -16636913.3978 | -15352257.7704 | -13995350.2776 | -12562127.3149 | -11048296.7321 | -9449324.9789 | -7760423.528 | -5976534.535 | -4092315.6911 | -2102124.2241 | 0 | 0 | 0 | 0 | 0 | 0 | 0 | 0 | 0
| Front-end Fees | [5 empty] | 0 | 0 | 0 | 0 | 0 | 0 | 0 | 0 | 0 | 0 | 0 | 0 | 0 | 0 | 0 | 0 | 0 | 0 | 0 | 0
| Public Guarantee Fees | [5 empty] | 0 | 0 | 0 | 0 | 0 | 0 | 0 | 0 | 0 | 0 | 0 | 0 | 0 | 0 | 0 | 0 | 0 | 0 | 0 | 0
| Political Risk Insurance - Fees & Annual Premium Payments | [5 empty] | 0 | 0 | 0 | 0 | 0 | 0 | 0 | 0 | 0 | 0 | 0 | 0 | 0 | 0 | 0 | 0 | 0 | 0 | 0 | 0
| Taxable Income | [5 empty] | 28649298.9839 | 30291584.0146 | 32019322.344 | 33837043.2923 | 35749519.8428 | 37761781.9029 | 39879130.2936 | 42107151.5063 | 44451733.2718 | 46919080.9838 | 49515735.0257 | 52248589.0511 | 52904556.9422 | 53586772.6247 | 54296286.1917 | 55034189.7438 | 55801619.0692 | 56599755.3914 | 57429827.1869 | 58293112.075
| Taxes (Paid)/Refunded | [5 empty] | -8594789.6952 | -9087475.2044 | -9605796.7032 | -10151112.9877 | -10724855.9528 | -11328534.5709 | -11963739.0881 | -12632145.4519 | -13335519.9815 | -14075724.2951 | -14854720.5077 | -15674576.7153 | -15871367.0827 | -16076031.7874 | -16288885.8575 | -16510256.9231 | -16740485.7207 | -16979926.6174 | -17228948.1561 | -17487933.6225
| Net Income | [5 empty] | 20054509.2887 | 21204108.8102 | 22413525.6408 | 23685930.3046 | 25024663.89 | 26433247.3321 | 27915391.2055 | 29475006.0544 | 31116213.2903 | 32843356.6886 | 34661014.518 | 36574012.3358 | 37033189.8596 | 37510740.8373 | 38007400.3342 | 38523932.8206 | 39061133.3484 | 39619828.774 | 40200879.0308 | 40805178.4525
| Investment cost |  |  |  | € | 0: -875678832.1168
| Net of debt financing |  |  |  | € | 0: 634867153.2847
| Equity investment |  |  |  | € | 0: -240811678.8321
| Net income | [5 empty] | 20054509.2887 | 21204108.8102 | 22413525.6408 | 23685930.3046 | 25024663.89 | 26433247.3321 | 27915391.2055 | 29475006.0544 | 31116213.2903 | 32843356.6886 | 34661014.518 | 36574012.3358 | 37033189.8596 | 37510740.8373 | 38007400.3342 | 38523932.8206 | 39061133.3484 | 39619828.774 | 40200879.0308 | 40805178.4525
| + Depreciation |  |  |  | € |  | 41594744.5255 | 41594744.5255 | 41594744.5255 | 41594744.5255 | 41594744.5255 | 41594744.5255 | 41594744.5255 | 41594744.5255 | 41594744.5255 | 41594744.5255 | 41594744.5255 | 41594744.5255 | 41594744.5255 | 41594744.5255 | 41594744.5255 | 41594744.5255 | 41594744.5255 | 41594744.5255 | 41594744.5255 | 41594744.5255
| - Capital expenditures |  |  |  | €
| - Change in working capital |  |  |  | €
| - Principal repayments |  |  |  | € |  | -32285211.5912 | -33927861.5854 | -35655972.1776 | -37474072.8339 | -39386936.6866 | -41399593.795 | -43517345.1348 | -45745777.3557 | -48090778.3496 | -50558553.6744 | -53155643.8816 | -16410541.9337 | -17066963.611 | -17749642.1554 | -18459627.8417 | -19198012.9553 | -19965933.4735 | -20764570.8125 | -21595153.645 | -22458959.7908
| + Salvage value |  |  |  | €
| After-tax Cash Flow to Equity |  |  |  | € | -240811678.8321 | 29364042.2231 | 28870991.7504 | 28352297.9888 | 27806601.9962 | 27232471.7289 | 26628398.0626 | 25992790.5962 | 25323973.2242 | 24620179.4662 | 23879547.5397 | 23100115.162 | 61758214.9277 | 61560970.7741 | 61355843.2074 | 61142517.0181 | 60920664.3909 | 60689944.4004 | 60450002.4871 | 60200469.9114 | 59940963.1872
| Net Present Value |  |  |  |  | 0: -3.3041e-09
C. FINANCING, SUPPORTING CALCULATIONS
| Year |  |  |  |  | 0 | 1 | 2 | 3 | 4 | 5 | 6 | 7 | 8 | 9 | 10 | 11 | 12 | 13 | 14 | 15 | 16 | 17 | 18 | 19 | 20
RENEWABLE ENERGY GENERATION, PRE-DERISKING
Public loan
|  | - Loan Amount | € |  |  | 0: 0
|  | - Loan Tenor | years |  |  | 0: 0
|  | - Interest Rate | % | bar: 0
Debt Service
|  | Interest Payment |  |  |  |  | 0 | 0 | 0 | 0 | 0 | 0 | 0 | 0 | 0 | 0 | 0 | 0 | 0 | 0 | 0 | 0 | 0 | 0 | 0 | 0
|  | Principal Payment |  |  |  |  | 0 | 0 | 0 | 0 | 0 | 0 | 0 | 0 | 0 | 0 | 0 | 0 | 0 | 0 | 0 | 0 | 0 | 0 | 0 | 0
|  | Total Debt Service |  |  |  |  | 0 | 0 | 0 | 0 | 0 | 0 | 0 | 0 | 0 | 0 | 0 | 0 | 0 | 0 | 0 | 0 | 0 | 0 | 0 | 0
Loan Amortization Schedule
|  | Beginning balance |  |  |  | 0 | 0 | 0 | 0 | 0 | 0 | 0 | 0 | 0 | 0 | 0 | 0 | 0 | 0 | 0 | 0 | 0 | 0 | 0 | 0 | 0
|  | Drawdowns |  |  |  | 0 | 0 | 0 | 0 | 0 | 0 | 0 | 0 | 0 | 0 | 0 | 0 | 0 | 0 | 0 | 0 | 0 | 0 | 0 | 0 | 0
|  | Loan repayment |  |  |  | 0 | 0 | 0 | 0 | 0 | 0 | 0 | 0 | 0 | 0 | 0 | 0 | 0 | 0 | 0 | 0 | 0 | 0 | 0 | 0 | 0
|  | Ending balance |  |  |  | 0 | 0 | 0 | 0 | 0 | 0 | 0 | 0 | 0 | 0 | 0 | 0 | 0 | 0 | 0 | 0 | 0 | 0 | 0 | 0 | 0
Fees
|  | Front-end Fee |  |  |  |  | 0 | 0 | 0 | 0 | 0 | 0 | 0 | 0 | 0 | 0 | 0 | 0 | 0 | 0 | 0 | 0 | 0 | 0 | 0 | 0
Commercial loans with public guarantees
|  | - Loan Amount | € |  |  | 0: 0
|  | - Loan Tenor | years |  |  | 0: 0
|  | - Interest Rate | % | bar: 0
|  | Guarantee coverage | % | bar: 0
|  | Term of guarantee coverage | years |  |  | 0: 0
Debt Service
|  | Interest Payment |  |  |  |  | 0 | 0 | 0 | 0 | 0 | 0 | 0 | 0 | 0 | 0 | 0 | 0 | 0 | 0 | 0 | 0 | 0 | 0 | 0 | 0
|  | Principal Payment |  |  |  |  | 0 | 0 | 0 | 0 | 0 | 0 | 0 | 0 | 0 | 0 | 0 | 0 | 0 | 0 | 0 | 0 | 0 | 0 | 0 | 0
|  | Total Debt Service |  |  |  |  | 0 | 0 | 0 | 0 | 0 | 0 | 0 | 0 | 0 | 0 | 0 | 0 | 0 | 0 | 0 | 0 | 0 | 0 | 0 | 0
Loan Amortization Schedule
|  | Beginning balance |  |  |  | 0 | 0 | 0 | 0 | 0 | 0 | 0 | 0 | 0 | 0 | 0 | 0 | 0 | 0 | 0 | 0 | 0 | 0 | 0 | 0 | 0
|  | Drawdowns |  |  |  | 0 | 0 | 0 | 0 | 0 | 0 | 0 | 0 | 0 | 0 | 0 | 0 | 0 | 0 | 0 | 0 | 0 | 0 | 0 | 0 | 0
|  | Loan repayment |  |  |  | 0 | 0 | 0 | 0 | 0 | 0 | 0 | 0 | 0 | 0 | 0 | 0 | 0 | 0 | 0 | 0 | 0 | 0 | 0 | 0 | 0
|  | Ending balance |  |  |  | 0 | 0 | 0 | 0 | 0 | 0 | 0 | 0 | 0 | 0 | 0 | 0 | 0 | 0 | 0 | 0 | 0 | 0 | 0 | 0 | 0
Fees
|  | Front-end fee, commercial loan with guarantees |  |  |  |  | 0 | 0 | 0 | 0 | 0 | 0 | 0 | 0 | 0 | 0 | 0 | 0 | 0 | 0 | 0 | 0 | 0 | 0 | 0 | 0
|  | Front-end Fee, Public Guarantee |  |  |  |  | 0 | 0 | 0 | 0 | 0 | 0 | 0 | 0 | 0 | 0 | 0 | 0 | 0 | 0 | 0 | 0 | 0 | 0 | 0 | 0
|  | Annual Guarantee Fee |  |  |  |  | 0 | 0 | 0 | 0 | 0 | 0 | 0 | 0 | 0 | 0 | 0 | 0 | 0 | 0 | 0 | 0 | 0 | 0 | 0 | 0
Commercial loans without public guarantees
|  | - Loan Amount |  |  |  | 0: 612975182.4818
|  | - Loan Tenor |  |  |  | 0: 10
|  | - Interest Rate |  |  |  | 0: 6.5%
Debt Service
|  | Interest Payment |  |  |  |  | 39843386.8613 | 36890805.0272 | 33746305.3738 | 30397413.243 | 26830843.1237 | 23032445.9466 | 18987152.9531 | 14678915.9149 | 10090643.4693 | 5204133.3147 | 0 | 0 | 0 | 0 | 0 | 0 | 0 | 0 | 0 | 0
|  | Principal Payment |  |  |  |  | 45424335.9096 | 48376917.7438 | 51521417.3971 | 54870309.5279 | 58436879.6472 | 62235276.8243 | 66280569.8179 | 70588806.856 | 75177079.3017 | 80063589.4563 | 0 | 0 | 0 | 0 | 0 | 0 | 0 | 0 | 0 | 0
|  | Total Debt Service |  |  |  |  | 85267722.7709 | 85267722.7709 | 85267722.7709 | 85267722.7709 | 85267722.7709 | 85267722.7709 | 85267722.7709 | 85267722.7709 | 85267722.7709 | 85267722.7709 | 0 | 0 | 0 | 0 | 0 | 0 | 0 | 0 | 0 | 0
Loan Amortization Schedule
|  | Beginning balance |  |  |  | 0 | 612975182.4818 | 567550846.5721 | 519173928.8284 | 467652511.4313 | 412782201.9034 | 354345322.2561 | 292110045.4319 | 225829475.614 | 155240668.758 | 80063589.4563 | 0 | 0 | 0 | 0 | 0 | 0 | 0 | 0 | 0 | 0
|  | Drawdowns |  |  |  | 612975182.4818 | 0 | 0 | 0 | 0 | 0 | 0 | 0 | 0 | 0 | 0 | 0 | 0 | 0 | 0 | 0 | 0 | 0 | 0 | 0 | 0
|  | Loan repayment |  |  |  | 0 | -45424335.9096 | -48376917.7438 | -51521417.3971 | -54870309.5279 | -58436879.6472 | -62235276.8243 | -66280569.8179 | -70588806.856 | -75177079.3017 | -80063589.4563 | 0 | 0 | 0 | 0 | 0 | 0 | 0 | 0 | 0 | 0
|  | Ending balance |  |  |  | 612975182.4818 | 567550846.5721 | 519173928.8284 | 467652511.4313 | 412782201.9034 | 354345322.2561 | 292110045.4319 | 225829475.614 | 155240668.758 | 80063589.4563 | 0 | 0 | 0 | 0 | 0 | 0 | 0 | 0 | 0 | 0 | 0
Fees
|  | Front-end fees, commercial loan without guarantees |  |  |  |  | 0 | 0 | 0 | 0 | 0 | 0 | 0 | 0 | 0 | 0 | 0 | 0 | 0 | 0 | 0 | 0 | 0 | 0 | 0 | 0
Political Risk Insurance (PRI) for Equity Investment
|  | - Equity Investment Covered |  |  | 0
|  | Term of Political Risk Insurance |  |  | 0
|  | Front-end Fee |  |  | 0
|  | Annual Political Risk Insurance Premium |  |  | 0
Fees
|  | Front-end Fee |  |  |  |  | 0 | 0 | 0 | 0 | 0 | 0 | 0 | 0 | 0 | 0 | 0 | 0 | 0 | 0 | 0 | 0 | 0 | 0 | 0 | 0
|  | Annual Political Risk Insurance Premium |  |  |  |  | 0 | 0 | 0 | 0 | 0 | 0 | 0 | 0 | 0 | 0 | 0 | 0 | 0 | 0 | 0 | 0 | 0 | 0 | 0 | 0
|  | Total Fees for PRI |  |  |  |  | 0 | 0 | 0 | 0 | 0 | 0 | 0 | 0 | 0 | 0 | 0 | 0 | 0 | 0 | 0 | 0 | 0 | 0 | 0 | 0
RENEWABLE ENERGY GENERATION, POST-DERISKING
Public loan
|  | - Loan Amount | € |  |  | 0: 317433576.6423
|  | - Loan Tenor | years |  |  | 0: 20
|  | - Interest Rate | % | bar: 0 to 20
Debt Service
|  | Interest Payment |  |  |  |  | 12697343.0657 | 12270944.061 | 11827489.0962 | 11366295.9327 | 10886655.0427 | 10387828.5171 | 9869048.9305 | 9329518.1605 | 8768406.1596 | 8184849.6787 | 7577950.9385 | 6946776.2488 | 6290354.5714 | 5607676.027 | 4897690.3408 | 4159305.2271 | 3391384.7089 | 2592747.3699 | 1762164.5374 | 898358.3916
|  | Principal Payment |  |  |  |  | 10659975.1167 | 11086374.1214 | 11529829.0863 | 11991022.2497 | 12470663.1397 | 12969489.6653 | 13488269.2519 | 14027800.022 | 14588912.0228 | 15172468.5038 | 15779367.2439 | 16410541.9337 | 17066963.611 | 17749642.1554 | 18459627.8417 | 19198012.9553 | 19965933.4735 | 20764570.8125 | 21595153.645 | 22458959.7908
|  | Total Debt Service |  |  |  |  | 23357318.1824 | 23357318.1824 | 23357318.1824 | 23357318.1824 | 23357318.1824 | 23357318.1824 | 23357318.1824 | 23357318.1824 | 23357318.1824 | 23357318.1824 | 23357318.1824 | 23357318.1824 | 23357318.1824 | 23357318.1824 | 23357318.1824 | 23357318.1824 | 23357318.1824 | 23357318.1824 | 23357318.1824 | 23357318.1824
Loan Amortization Schedule
|  | Beginning balance |  |  |  | 0 | 317433576.6423 | 306773601.5256 | 295687227.4042 | 284157398.318 | 272166376.0683 | 259695712.9286 | 246726223.2633 | 233237954.0114 | 219210153.9894 | 204621241.9666 | 189448773.4628 | 173669406.2189 | 157258864.2853 | 140191900.6743 | 122442258.5188 | 103982630.6771 | 84784617.7218 | 64818684.2483 | 44054113.4358 | 22458959.7908
|  | Drawdowns |  |  |  | 317433576.6423 | 0 | 0 | 0 | 0 | 0 | 0 | 0 | 0 | 0 | 0 | 0 | 0 | 0 | 0 | 0 | 0 | 0 | 0 | 0 | 0
|  | Loan repayment |  |  |  | 0 | -10659975.1167 | -11086374.1214 | -11529829.0863 | -11991022.2497 | -12470663.1397 | -12969489.6653 | -13488269.2519 | -14027800.022 | -14588912.0228 | -15172468.5038 | -15779367.2439 | -16410541.9337 | -17066963.611 | -17749642.1554 | -18459627.8417 | -19198012.9553 | -19965933.4735 | -20764570.8125 | -21595153.645 | -22458959.7908
|  | Ending balance |  |  |  | 317433576.6423 | 306773601.5256 | 295687227.4042 | 284157398.318 | 272166376.0683 | 259695712.9286 | 246726223.2633 | 233237954.0114 | 219210153.9894 | 204621241.9666 | 189448773.4628 | 173669406.2189 | 157258864.2853 | 140191900.6743 | 122442258.5188 | 103982630.6771 | 84784617.7218 | 64818684.2483 | 44054113.4358 | 22458959.7908 | -4.0978e-08
Fees
|  | Front-end fee, public loan |  |  |  |  | 0 | 0 | 0 | 0 | 0 | 0 | 0 | 0 | 0 | 0 | 0 | 0 | 0 | 0 | 0 | 0 | 0 | 0 | 0 | 0
Commercial loans with public guarantees
|  | - Loan Amount | € |  |  | 0: 0
|  | - Loan Tenor | years |  |  | 0: 0
|  | - Interest Rate | % | bar: 0 to 20
|  | Guarantee coverage | % | bar: 0 to 20
|  | Term of guarantee coverage | years |  |  | 0: 0
Debt Service
|  | Interest Payment |  |  |  |  | 0 | 0 | 0 | 0 | 0 | 0 | 0 | 0 | 0 | 0 | 0 | 0 | 0 | 0 | 0 | 0 | 0 | 0 | 0 | 0
|  | Principal Payment |  |  |  |  | 0 | 0 | 0 | 0 | 0 | 0 | 0 | 0 | 0 | 0 | 0 | 0 | 0 | 0 | 0 | 0 | 0 | 0 | 0 | 0
|  | Total Debt Service |  |  |  |  | 0 | 0 | 0 | 0 | 0 | 0 | 0 | 0 | 0 | 0 | 0 | 0 | 0 | 0 | 0 | 0 | 0 | 0 | 0 | 0
Loan Amortization Schedule
|  | Beginning balance |  |  |  | 0 | 0 | 0 | 0 | 0 | 0 | 0 | 0 | 0 | 0 | 0 | 0 | 0 | 0 | 0 | 0 | 0 | 0 | 0 | 0 | 0
|  | Drawdowns |  |  |  | 0 | 0 | 0 | 0 | 0 | 0 | 0 | 0 | 0 | 0 | 0 | 0 | 0 | 0 | 0 | 0 | 0 | 0 | 0 | 0 | 0
|  | Loan repayment |  |  |  | 0 | 0 | 0 | 0 | 0 | 0 | 0 | 0 | 0 | 0 | 0 | 0 | 0 | 0 | 0 | 0 | 0 | 0 | 0 | 0 | 0
|  | Ending balance |  |  |  | 0 | 0 | 0 | 0 | 0 | 0 | 0 | 0 | 0 | 0 | 0 | 0 | 0 | 0 | 0 | 0 | 0 | 0 | 0 | 0 | 0
Fees
|  | Front-end Fee, Commercial Loans |  |  |  |  | 0 | 0 | 0 | 0 | 0 | 0 | 0 | 0 | 0 | 0 | 0 | 0 | 0 | 0 | 0 | 0 | 0 | 0 | 0 | 0
|  | Front-end Fee, Public Guarantee |  |  |  |  | 0 | 0 | 0 | 0 | 0 | 0 | 0 | 0 | 0 | 0 | 0 | 0 | 0 | 0 | 0 | 0 | 0 | 0 | 0 | 0
|  | Annual Guarantee Fee |  |  |  |  | 0 | 0 | 0 | 0 | 0 | 0 | 0 | 0 | 0 | 0 | 0 | 0 | 0 | 0 | 0 | 0 | 0 | 0 | 0 | 0
Commercial loans without public guarantees
|  | - Loan Amount |  |  |  | 0: 317433576.6423
|  | - Loan Tenor |  |  |  | 0: 11
|  | - Interest Rate |  |  |  | 0: 5.624%
Debt Service
|  | Interest Payment |  |  |  |  | 17853164.3873 | 16636913.3978 | 15352257.7704 | 13995350.2776 | 12562127.3149 | 11048296.7321 | 9449324.9789 | 7760423.528 | 5976534.535 | 4092315.6911 | 2102124.2241 | 0 | 0 | 0 | 0 | 0 | 0 | 0 | 0 | 0
|  | Principal Payment |  |  |  |  | 21625236.4745 | 22841487.464 | 24126143.0913 | 25483050.5842 | 26916273.5469 | 28430104.1297 | 30029075.8829 | 31717977.3338 | 33501866.3267 | 35386085.1707 | 37376276.6377 | 0 | 0 | 0 | 0 | 0 | 0 | 0 | 0 | 0
|  | Total Debt Service |  |  |  |  | 39478400.8618 | 39478400.8618 | 39478400.8618 | 39478400.8618 | 39478400.8618 | 39478400.8618 | 39478400.8618 | 39478400.8618 | 39478400.8618 | 39478400.8618 | 39478400.8618 | 0 | 0 | 0 | 0 | 0 | 0 | 0 | 0 | 0
Loan Amortization Schedule
|  | Beginning balance |  |  |  | 0 | 317433576.6423 | 295808340.1679 | 272966852.7039 | 248840709.6126 | 223357659.0283 | 196441385.4814 | 168011281.3518 | 137982205.4688 | 106264228.1351 | 72762361.8084 | 37376276.6377 | 0 | 0 | 0 | 0 | 0 | 0 | 0 | 0 | 0
|  | Drawdowns |  |  |  | 317433576.6423 | 0 | 0 | 0 | 0 | 0 | 0 | 0 | 0 | 0 | 0 | 0 | 0 | 0 | 0 | 0 | 0 | 0 | 0 | 0 | 0
|  | Loan repayment |  |  |  | 0 | -21625236.4745 | -22841487.464 | -24126143.0913 | -25483050.5842 | -26916273.5469 | -28430104.1297 | -30029075.8829 | -31717977.3338 | -33501866.3267 | -35386085.1707 | -37376276.6377 | 0 | 0 | 0 | 0 | 0 | 0 | 0 | 0 | 0
|  | Ending balance |  |  |  | 317433576.6423 | 295808340.1679 | 272966852.7039 | 248840709.6126 | 223357659.0283 | 196441385.4814 | 168011281.3518 | 137982205.4688 | 106264228.1351 | 72762361.8084 | 37376276.6377 | 0 | 0 | 0 | 0 | 0 | 0 | 0 | 0 | 0 | 0
Fees
|  | Front-end fees, commercial loan without guarantees |  |  |  |  | 0 | 0 | 0 | 0 | 0 | 0 | 0 | 0 | 0 | 0 | 0 | 0 | 0 | 0 | 0 | 0 | 0 | 0 | 0 | 0
Political Risk Insurance (PRI) for Equity Investment
|  | - Equity Investment Covered |  |  | 0
|  | Term of Political Risk Insurance |  |  | 0
|  | Front-end Fee |  |  | 0
|  | Annual Political Risk Insurance Premium |  |  | 0
Fees
|  | Front-end Fee |  |  |  |  | 0 | 0 | 0 | 0 | 0 | 0 | 0 | 0 | 0 | 0 | 0 | 0 | 0 | 0 | 0 | 0 | 0 | 0 | 0 | 0
|  | Annual Political Risk Insurance Premium |  |  |  |  | 0 | 0 | 0 | 0 | 0 | 0 | 0 | 0 | 0 | 0 | 0 | 0 | 0 | 0 | 0 | 0 | 0 | 0 | 0 | 0
|  | Total Fees for PRI |  |  |  |  | 0 | 0 | 0 | 0 | 0 | 0 | 0 | 0 | 0 | 0 | 0 | 0 | 0 | 0 | 0 | 0 | 0 | 0 | 0 | 0
D. DEPRECIATION, SUPPORTING CALCULATIONS
| Year |  |  |  |  | 0 | 1 | 2 | 3 | 4 | 5 | 6 | 7 | 8 | 9 | 10 | 11 | 12 | 13 | 14 | 15 | 16 | 17 | 18 | 19 | 20
Renewable Energy Generation, Pre-derisking
|  | Life of Asset | 20 | years
Straight Line depreciation schedule | bar: 1 to 20
Non-depreciable | bar: 1 to 20
[5 empty] | Allocation | 0: Depreciation Base
|  | Straight Line |  |  | 95% | 831894890.5109 | 41594744.5255 | 41594744.5255 | 41594744.5255 | 41594744.5255 | 41594744.5255 | 41594744.5255 | 41594744.5255 | 41594744.5255 | 41594744.5255 | 41594744.5255 | 41594744.5255 | 41594744.5255 | 41594744.5255 | 41594744.5255 | 41594744.5255 | 41594744.5255 | 41594744.5255 | 41594744.5255 | 41594744.5255 | 41594744.5255
|  | Non-depreciable |  |  | 5% | 43783941.6058 | 0 | 0 | 0 | 0 | 0 | 0 | 0 | 0 | 0 | 0 | 0 | 0 | 0 | 0 | 0 | 0 | 0 | 0 | 0 | 0
|  | Annual depreciation expense |  |  |  | 875678832.1168 | 41594744.5255 | 41594744.5255 | 41594744.5255 | 41594744.5255 | 41594744.5255 | 41594744.5255 | 41594744.5255 | 41594744.5255 | 41594744.5255 | 41594744.5255 | 41594744.5255 | 41594744.5255 | 41594744.5255 | 41594744.5255 | 41594744.5255 | 41594744.5255 | 41594744.5255 | 41594744.5255 | 41594744.5255 | 41594744.5255
Renewable Energy Generation, Post-derisking
|  | Life of Asset | 20 | years
Straight Line depreciation schedule | bar: 1 to 20
Non-depreciable | bar: 1 to 20
[5 empty] | Allocation | 0: Depreciation Base
|  | Straight Line |  |  | 95% | 831894890.5109 | 41594744.5255 | 41594744.5255 | 41594744.5255 | 41594744.5255 | 41594744.5255 | 41594744.5255 | 41594744.5255 | 41594744.5255 | 41594744.5255 | 41594744.5255 | 41594744.5255 | 41594744.5255 | 41594744.5255 | 41594744.5255 | 41594744.5255 | 41594744.5255 | 41594744.5255 | 41594744.5255 | 41594744.5255 | 41594744.5255
|  | Non-depreciable |  |  | 5% | 43783941.6058 | 0 | 0 | 0 | 0 | 0 | 0 | 0 | 0 | 0 | 0 | 0 | 0 | 0 | 0 | 0 | 0 | 0 | 0 | 0 | 0
|  | Annual depreciation expense |  |  |  | 875678832.1168 | 41594744.5255 | 41594744.5255 | 41594744.5255 | 41594744.5255 | 41594744.5255 | 41594744.5255 | 41594744.5255 | 41594744.5255 | 41594744.5255 | 41594744.5255 | 41594744.5255 | 41594744.5255 | 41594744.5255 | 41594744.5255 | 41594744.5255 | 41594744.5255 | 41594744.5255 | 41594744.5255 | 41594744.5255 | 41594744.5255
Note on H31: includes front-end fees for loans only.
Note on H32: includes front end fee and guarantee fee for guarantee coverage. Front-end fee is only included in Year 1.
Note on H33: includes front-end fee and annual risk insurance premium. Front end fee is only included in Year 1.
Note on H121: includes front-end fees for loans only.
Note on H122: includes front end fee and guarantee fee for guarantee coverage. Front-end fee is only included in Year 1.
Note on H123: includes front-end fee and annual risk insurance premium. Front end fee is only included in Year 1.

## VI. LCOE, Ren. En. Grid Intconx
VERSION 1.2 (JULY 2014)
VI. LCOE, RENEWABLE ENERGY GRID INTERCONNECTION
This sheet is organised into four sections.
A. LCOE Model, Renewable Energy Grid Interconnection, Pre-derisking
B. LCOE Model, Renewable Energy Grid Interconnection, Post-derisking
C. Financing, Supporting Calculations
D. Depreciation, Supporting Calculations
A. LCOE MODEL: RENEWABLE ENERGY GRID INTERCONNECTION, PRE-DERISKING
RENEWABLE ENERGY GRID INTERCONNECTION, PRE-DERISKING
| Year |  |  |  |  | 0 | 1 | 2 | 3 | 4 | 5 | 6 | 7 | 8 | 9 | 10 | 11 | 12 | 13 | 14 | 15 | 16 | 17 | 18 | 19 | 20
| Availability | [5 empty] | 100% | 100% | 100% | 100% | 100% | 100% | 100% | 100% | 100% | 100% | 100% | 100% | 100% | 100% | 100% | 100% | 100% | 100% | 100% | 100%
| Energy production |  |  |  | MWh |  | 1404288 | 1404288 | 1404288 | 1404288 | 1404288 | 1404288 | 1404288 | 1404288 | 1404288 | 1404288 | 1404288 | 1404288 | 1404288 | 1404288 | 1404288 | 1404288 | 1404288 | 1404288 | 1404288 | 1404288
Operating & Financial Expenses
| Operations & Maintenance Expenses |  |  |  | € |  | 0 | 0 | 0 | 0 | 0 | 0 | 0 | 0 | 0 | 0 | 0 | 0 | 0 | 0 | 0 | 0 | 0 | 0 | 0 | 0
| Depreciation |  |  |  | € |  | 2796800 | 2796800 | 2796800 | 2796800 | 2796800 | 2796800 | 2796800 | 2796800 | 2796800 | 2796800 | 2796800 | 2796800 | 2796800 | 2796800 | 2796800 | 2796800 | 2796800 | 2796800 | 2796800 | 2796800
| Interest Expense, public loan |  |  |  | € |  | 0 | 0 | 0 | 0 | 0 | 0 | 0 | 0 | 0 | 0 | 0 | 0 | 0 | 0 | 0 | 0 | 0 | 0 | 0 | 0
| Interest Expense, commercial loan with public guarantees |  |  |  | € |  | 0 | 0 | 0 | 0 | 0 | 0 | 0 | 0 | 0 | 0 | 0 | 0 | 0 | 0 | 0 | 0 | 0 | 0 | 0 | 0
| Interest Expense, commercial loan without public guarantees |  |  |  | € |  | 2679040 | 2480510.5712 | 2269076.7294 | 2043899.688 | 1804086.1389 | 1548684.7091 | 1276682.1863 | 986999.4996 | 678487.4382 | 349922.0928 | 0 | 0 | 0 | 0 | 0 | 0 | 0 | 0 | 0 | 0
| Front-end Fees |  |  |  | € |  | 0 | 0 | 0 | 0 | 0 | 0 | 0 | 0 | 0 | 0 | 0 | 0 | 0 | 0 | 0 | 0 | 0 | 0 | 0 | 0
| Public Guarantee Fees |  |  |  | € |  | 0 | 0 | 0 | 0 | 0 | 0 | 0 | 0 | 0 | 0 | 0 | 0 | 0 | 0 | 0 | 0 | 0 | 0 | 0 | 0
| Political Risk Insurance - Fees & Annual Premium Payments |  |  |  | € |  | 0 | 0 | 0 | 0 | 0 | 0 | 0 | 0 | 0 | 0 | 0 | 0 | 0 | 0 | 0 | 0 | 0 | 0 | 0 | 0
After-Tax LCOE
| Operations & Maintenance Expenses |  |  |  | € |  | 0 | 0 | 0 | 0 | 0 | 0 | 0 | 0 | 0 | 0 | 0 | 0 | 0 | 0 | 0 | 0 | 0 | 0 | 0 | 0
| Front-end Fees |  |  |  | € |  | 0 | 0 | 0 | 0 | 0 | 0 | 0 | 0 | 0 | 0 | 0 | 0 | 0 | 0 | 0 | 0 | 0 | 0 | 0 | 0
| Public Guarantee Fees |  |  |  | € |  | 0 | 0 | 0 | 0 | 0 | 0 | 0 | 0 | 0 | 0 | 0 | 0 | 0 | 0 | 0 | 0 | 0 | 0 | 0 | 0
| Political Risk Insurance - Fees & Annual Premium Payments |  |  |  | € |  | 0 | 0 | 0 | 0 | 0 | 0 | 0 | 0 | 0 | 0 | 0 | 0 | 0 | 0 | 0 | 0 | 0 | 0 | 0 | 0
| Debt Financing Costs (principal and interest payments) |  |  |  | € |  | -5733338.9053 | -5733338.9053 | -5733338.9053 | -5733338.9053 | -5733338.9053 | -5733338.9053 | -5733338.9053 | -5733338.9053 | -5733338.9053 | -5733338.9053 | 0 | 0 | 0 | 0 | 0 | 0 | 0 | 0 | 0 | 0
| Tax benefit of O&M expenses, depreciation, interest expense, and other financial expenses |  |  |  | € |  | 1642752 | 1583193.1713 | 1519763.0188 | 1452209.9064 | 1380265.8417 | 1303645.4127 | 1222044.6559 | 1135139.8499 | 1042586.2315 | 944016.6278 | 839040 | 839040 | 839040 | 839040 | 839040 | 839040 | 839040 | 839040 | 839040 | 839040
| Total costs |  |  |  | € | -17664000 | -4090586.9053 | -4150145.734 | -4213575.8865 | -4281128.9989 | -4353073.0637 | -4429693.4926 | -4511294.2494 | -4598199.0555 | -4690752.6739 | -4789322.2775 | 839040 | 839040 | 839040 | 839040 | 839040 | 839040 | 839040 | 839040 | 839040 | 839040
| Cost of equity |  |  |  |  | 0: 15%
| Net Present Value of total costs |  |  |  |  | 0: -38332199.9125
| Net Present Value of RE generation |  |  |  |  | 0: -8789904.0766
| LCOE (year 1) |  |  |  | €/Mwh | 0: 4.3609
| LCOE (year 1) adjusted for taxes |  |  |  | €/MWh | 0: 6.2299
ESTIMATED CASH FLOWS TO EQUITY FROM RENEWABLE ENERGY INVESTMENT - CHECK - NPV = 0 AT THE COE
| Year |  |  |  |  | 0 | 1 | 2 | 3 | 4 | 5 | 6 | 7 | 8 | 9 | 10 | 11 | 12 | 13 | 14 | 15 | 16 | 17 | 18 | 19 | 20
| Energy production |  |  |  | MWh |  | 1404288 | 1404288 | 1404288 | 1404288 | 1404288 | 1404288 | 1404288 | 1404288 | 1404288 | 1404288 | 1404288 | 1404288 | 1404288 | 1404288 | 1404288 | 1404288 | 1404288 | 1404288 | 1404288 | 1404288
| Tariff |  |  |  | €/MWh |  | 6.2299 | 6.2299 | 6.2299 | 6.2299 | 6.2299 | 6.2299 | 6.2299 | 6.2299 | 6.2299 | 6.2299 | 6.2299 | 6.2299 | 6.2299 | 6.2299 | 6.2299 | 6.2299 | 6.2299 | 6.2299 | 6.2299 | 6.2299
| Operating Revenues |  |  |  | € |  | 8748583.7456 | 8748583.7456 | 8748583.7456 | 8748583.7456 | 8748583.7456 | 8748583.7456 | 8748583.7456 | 8748583.7456 | 8748583.7456 | 8748583.7456 | 8748583.7456 | 8748583.7456 | 8748583.7456 | 8748583.7456 | 8748583.7456 | 8748583.7456 | 8748583.7456 | 8748583.7456 | 8748583.7456 | 8748583.7456
| Operating & Maintenance Expenses |  |  |  | € |  | 0 | 0 | 0 | 0 | 0 | 0 | 0 | 0 | 0 | 0 | 0 | 0 | 0 | 0 | 0 | 0 | 0 | 0 | 0 | 0
| EBITDA | [5 empty] | 8748583.7456 | 8748583.7456 | 8748583.7456 | 8748583.7456 | 8748583.7456 | 8748583.7456 | 8748583.7456 | 8748583.7456 | 8748583.7456 | 8748583.7456 | 8748583.7456 | 8748583.7456 | 8748583.7456 | 8748583.7456 | 8748583.7456 | 8748583.7456 | 8748583.7456 | 8748583.7456 | 8748583.7456 | 8748583.7456
| Depreciation | [5 empty] | -2796800 | -2796800 | -2796800 | -2796800 | -2796800 | -2796800 | -2796800 | -2796800 | -2796800 | -2796800 | -2796800 | -2796800 | -2796800 | -2796800 | -2796800 | -2796800 | -2796800 | -2796800 | -2796800 | -2796800
| EBIT | [5 empty] | 5951783.7456 | 5951783.7456 | 5951783.7456 | 5951783.7456 | 5951783.7456 | 5951783.7456 | 5951783.7456 | 5951783.7456 | 5951783.7456 | 5951783.7456 | 5951783.7456 | 5951783.7456 | 5951783.7456 | 5951783.7456 | 5951783.7456 | 5951783.7456 | 5951783.7456 | 5951783.7456 | 5951783.7456 | 5951783.7456
| Interest Expense, public loan | [5 empty] | 0 | 0 | 0 | 0 | 0 | 0 | 0 | 0 | 0 | 0 | 0 | 0 | 0 | 0 | 0 | 0 | 0 | 0 | 0 | 0
| Interest Expense, commercial loan with public guarantees | [5 empty] | 0 | 0 | 0 | 0 | 0 | 0 | 0 | 0 | 0 | 0 | 0 | 0 | 0 | 0 | 0 | 0 | 0 | 0 | 0 | 0
| Interest Expense, commercial loan without public guarantees | [5 empty] | -2679040 | -2480510.5712 | -2269076.7294 | -2043899.688 | -1804086.1389 | -1548684.7091 | -1276682.1863 | -986999.4996 | -678487.4382 | -349922.0928 | 0 | 0 | 0 | 0 | 0 | 0 | 0 | 0 | 0 | 0
| Front-end Fees | [5 empty] | 0 | 0 | 0 | 0 | 0 | 0 | 0 | 0 | 0 | 0 | 0 | 0 | 0 | 0 | 0 | 0 | 0 | 0 | 0 | 0
| Public Guarantee Fees | [5 empty] | 0 | 0 | 0 | 0 | 0 | 0 | 0 | 0 | 0 | 0 | 0 | 0 | 0 | 0 | 0 | 0 | 0 | 0 | 0 | 0
| Political Risk Insurance - Fees & Annual Premium Payments | [5 empty] | 0 | 0 | 0 | 0 | 0 | 0 | 0 | 0 | 0 | 0 | 0 | 0 | 0 | 0 | 0 | 0 | 0 | 0 | 0 | 0
| Taxable Income | [5 empty] | 3272743.7456 | 3471273.1744 | 3682707.0161 | 3907884.0576 | 4147697.6067 | 4403099.0365 | 4675101.5593 | 4964784.246 | 5273296.3074 | 5601861.6528 | 5951783.7456 | 5951783.7456 | 5951783.7456 | 5951783.7456 | 5951783.7456 | 5951783.7456 | 5951783.7456 | 5951783.7456 | 5951783.7456 | 5951783.7456
| Taxes (Paid)/Refunded | [5 empty] | -981823.1237 | -1041381.9523 | -1104812.1048 | -1172365.2173 | -1244309.282 | -1320929.711 | -1402530.4678 | -1489435.2738 | -1581988.8922 | -1680558.4958 | -1785535.1237 | -1785535.1237 | -1785535.1237 | -1785535.1237 | -1785535.1237 | -1785535.1237 | -1785535.1237 | -1785535.1237 | -1785535.1237 | -1785535.1237
| Net Income | [5 empty] | 2290920.6219 | 2429891.2221 | 2577894.9113 | 2735518.8403 | 2903388.3247 | 3082169.3256 | 3272571.0915 | 3475348.9722 | 3691307.4152 | 3921303.1569 | 4166248.6219 | 4166248.6219 | 4166248.6219 | 4166248.6219 | 4166248.6219 | 4166248.6219 | 4166248.6219 | 4166248.6219 | 4166248.6219 | 4166248.6219
| Investment cost |  |  |  | € | 0: -58880000
| Net of debt financing |  |  |  | € | 0: 41216000
| Equity investment |  |  |  | € | 0: -17664000
| Net income | [5 empty] | 2290920.6219 | 2429891.2221 | 2577894.9113 | 2735518.8403 | 2903388.3247 | 3082169.3256 | 3272571.0915 | 3475348.9722 | 3691307.4152 | 3921303.1569 | 4166248.6219 | 4166248.6219 | 4166248.6219 | 4166248.6219 | 4166248.6219 | 4166248.6219 | 4166248.6219 | 4166248.6219 | 4166248.6219 | 4166248.6219
| + Depreciation |  |  |  | € |  | 2796800 | 2796800 | 2796800 | 2796800 | 2796800 | 2796800 | 2796800 | 2796800 | 2796800 | 2796800 | 2796800 | 2796800 | 2796800 | 2796800 | 2796800 | 2796800 | 2796800 | 2796800 | 2796800 | 2796800
| - Capital expenditures |  |  |  | €
| - Change in working capital |  |  |  | €
| - Principal repayments |  |  |  | € |  | -3054298.9053 | -3252828.3342 | -3464262.1759 | -3689439.2173 | -3929252.7665 | -4184654.1963 | -4456656.719 | -4746339.4058 | -5054851.4672 | -5383416.8125 | 0 | 0 | 0 | 0 | 0 | 0 | 0 | 0 | 0 | 0
| + Salvage value |  |  |  | €
| After-tax Cash Flow to Equity |  |  |  | € | -17664000 | 2033421.7166 | 1973862.8879 | 1910432.7354 | 1842879.623 | 1770935.5582 | 1694315.1293 | 1612714.3725 | 1525809.5664 | 1433255.948 | 1334686.3444 | 6963048.6219 | 6963048.6219 | 6963048.6219 | 6963048.6219 | 6963048.6219 | 6963048.6219 | 6963048.6219 | 6963048.6219 | 6963048.6219 | 6963048.6219
| Net Present Value |  |  |  |  | 0: -6.8331e-09
B. LCOE MODEL: RENEWABLE ENERGY GRID INTERCONNECTION, POST-DERISKING
RENEWABLE ENERGY GRID INTERCONNECTION, POST-DERISKING
| Year |  |  |  |  | 0 | 1 | 2 | 3 | 4 | 5 | 6 | 7 | 8 | 9 | 10 | 11 | 12 | 13 | 14 | 15 | 16 | 17 | 18 | 19 | 20
| Availability | [5 empty] | 100% | 100% | 100% | 100% | 100% | 100% | 100% | 100% | 100% | 100% | 100% | 100% | 100% | 100% | 100% | 100% | 100% | 100% | 100% | 100%
| Energy production |  |  |  | MWh |  | 1404288 | 1404288 | 1404288 | 1404288 | 1404288 | 1404288 | 1404288 | 1404288 | 1404288 | 1404288 | 1404288 | 1404288 | 1404288 | 1404288 | 1404288 | 1404288 | 1404288 | 1404288 | 1404288 | 1404288
Operating & Financial Expenses
| Operations & Maintenance Expenses |  |  |  | € |  | 0 | 0 | 0 | 0 | 0 | 0 | 0 | 0 | 0 | 0 | 0 | 0 | 0 | 0 | 0 | 0 | 0 | 0 | 0 | 0
| Depreciation |  |  |  | € |  | 2796800 | 2796800 | 2796800 | 2796800 | 2796800 | 2796800 | 2796800 | 2796800 | 2796800 | 2796800 | 2796800 | 2796800 | 2796800 | 2796800 | 2796800 | 2796800 | 2796800 | 2796800 | 2796800 | 2796800
| Interest Expense, public loan |  |  |  | € |  | 853760 | 825089.2448 | 795271.6595 | 764261.3707 | 732010.6704 | 698469.942 | 663587.5845 | 627309.9328 | 589581.1749 | 550343.2667 | 509535.8422 | 467096.1208 | 422958.8104 | 377056.0077 | 329317.0929 | 279668.6214 | 228034.2111 | 174334.4244 | 118486.6462 | 60404.9569
| Interest Expense, commercial loan with public guarantees |  |  |  | € |  | 0 | 0 | 0 | 0 | 0 | 0 | 0 | 0 | 0 | 0 | 0 | 0 | 0 | 0 | 0 | 0 | 0 | 0 | 0 | 0
| Interest Expense, commercial loan without public guarantees |  |  |  | € |  | 1200433.63 | 1118653.8088 | 1032274.5102 | 941037.0493 | 844668.1925 | 742879.3385 | 635365.655 | 521805.1648 | 401857.7822 | 275164.2943 | 141345.2853 | 0 | 0 | 0 | 0 | 0 | 0 | 0 | 0 | 0
| Front-end Fees |  |  |  | € |  | 0 | 0 | 0 | 0 | 0 | 0 | 0 | 0 | 0 | 0 | 0 | 0 | 0 | 0 | 0 | 0 | 0 | 0 | 0 | 0
| Public Guarantee Fees |  |  |  | € |  | 0 | 0 | 0 | 0 | 0 | 0 | 0 | 0 | 0 | 0 | 0 | 0 | 0 | 0 | 0 | 0 | 0 | 0 | 0 | 0
| Political Risk Insurance - Fees & Annual Premium Payments |  |  |  | € |  | 0 | 0 | 0 | 0 | 0 | 0 | 0 | 0 | 0 | 0 | 0 | 0 | 0 | 0 | 0 | 0 | 0 | 0 | 0 | 0
After-Tax LCOE
| Operations & Maintenance Expenses |  |  |  | € |  | 0 | 0 | 0 | 0 | 0 | 0 | 0 | 0 | 0 | 0 | 0 | 0 | 0 | 0 | 0 | 0 | 0 | 0 | 0 | 0
| Front-end Fees |  |  |  | € |  | 0 | 0 | 0 | 0 | 0 | 0 | 0 | 0 | 0 | 0 | 0 | 0 | 0 | 0 | 0 | 0 | 0 | 0 | 0 | 0
| Public Guarantee Fees |  |  |  | € |  | 0 | 0 | 0 | 0 | 0 | 0 | 0 | 0 | 0 | 0 | 0 | 0 | 0 | 0 | 0 | 0 | 0 | 0 | 0 | 0
| Political Risk Insurance - Fees & Annual Premium Payments |  |  |  | € |  | 0 | 0 | 0 | 0 | 0 | 0 | 0 | 0 | 0 | 0 | 0 | 0 | 0 | 0 | 0 | 0 | 0 | 0 | 0 | 0
| Debt Financing Costs (principal and interest payments) |  |  |  | € |  | -4225027.4891 | -4225027.4891 | -4225027.4891 | -4225027.4891 | -4225027.4891 | -4225027.4891 | -4225027.4891 | -4225027.4891 | -4225027.4891 | -4225027.4891 | -4225027.4891 | -1570528.879 | -1570528.879 | -1570528.879 | -1570528.879 | -1570528.879 | -1570528.879 | -1570528.879 | -1570528.879 | -1570528.879
| Tax benefit of O&M expenses, depreciation, interest expense, and other financial expenses |  |  |  | € |  | 1455298.089 | 1422162.9161 | 1387303.8509 | 1350629.526 | 1312043.6588 | 1271444.7842 | 1228725.9719 | 1183774.5293 | 1136471.6871 | 1086692.2683 | 1034304.3382 | 979168.8362 | 965927.6431 | 952156.8023 | 937835.1279 | 922940.5864 | 907450.2633 | 891340.3273 | 874585.9939 | 857161.4871
| Total costs |  |  |  | € | -16192000 | -2769729.4001 | -2802864.573 | -2837723.6382 | -2874397.9631 | -2912983.8303 | -2953582.7049 | -2996301.5172 | -3041252.9598 | -3088555.802 | -3138335.2208 | -3190723.1509 | -591360.0428 | -604601.2359 | -618372.0767 | -632693.7512 | -647588.2926 | -663078.6157 | -679188.5517 | -695942.8852 | -713367.3919
| Cost of equity |  |  |  |  | 0: 12.75%
| Net Present Value of total costs |  |  |  |  | 0: -33836022.6574
| Net Present Value of RE generation |  |  |  |  | 0: -10015844.0908
| LCOE (year 1) |  |  |  | €/Mwh | 0: 3.3782
| LCOE (year 1) adjusted for taxes |  |  |  | €/MWh | 0: 4.8261
ESTIMATED CASH FLOWS TO EQUITY FROM RENEWABLE ENERGY INVESTMENT - CHECK - NPV = 0 AT THE COE
| Year |  |  |  |  | 0 | 1 | 2 | 3 | 4 | 5 | 6 | 7 | 8 | 9 | 10 | 11 | 12 | 13 | 14 | 15 | 16 | 17 | 18 | 19 | 20
| Energy production |  |  |  | MWh |  | 1404288 | 1404288 | 1404288 | 1404288 | 1404288 | 1404288 | 1404288 | 1404288 | 1404288 | 1404288 | 1404288 | 1404288 | 1404288 | 1404288 | 1404288 | 1404288 | 1404288 | 1404288 | 1404288 | 1404288
| Tariff |  |  |  | €/MWh |  | 4.8261 | 4.8261 | 4.8261 | 4.8261 | 4.8261 | 4.8261 | 4.8261 | 4.8261 | 4.8261 | 4.8261 | 4.8261 | 4.8261 | 4.8261 | 4.8261 | 4.8261 | 4.8261 | 4.8261 | 4.8261 | 4.8261 | 4.8261
| Operating Revenues |  |  |  | € |  | 6777193.665 | 6777193.665 | 6777193.665 | 6777193.665 | 6777193.665 | 6777193.665 | 6777193.665 | 6777193.665 | 6777193.665 | 6777193.665 | 6777193.665 | 6777193.665 | 6777193.665 | 6777193.665 | 6777193.665 | 6777193.665 | 6777193.665 | 6777193.665 | 6777193.665 | 6777193.665
| Operating & Maintenance Expenses |  |  |  | € |  | 0 | 0 | 0 | 0 | 0 | 0 | 0 | 0 | 0 | 0 | 0 | 0 | 0 | 0 | 0 | 0 | 0 | 0 | 0 | 0
| EBITDA | [5 empty] | 6777193.665 | 6777193.665 | 6777193.665 | 6777193.665 | 6777193.665 | 6777193.665 | 6777193.665 | 6777193.665 | 6777193.665 | 6777193.665 | 6777193.665 | 6777193.665 | 6777193.665 | 6777193.665 | 6777193.665 | 6777193.665 | 6777193.665 | 6777193.665 | 6777193.665 | 6777193.665
| Depreciation | [5 empty] | -2796800 | -2796800 | -2796800 | -2796800 | -2796800 | -2796800 | -2796800 | -2796800 | -2796800 | -2796800 | -2796800 | -2796800 | -2796800 | -2796800 | -2796800 | -2796800 | -2796800 | -2796800 | -2796800 | -2796800
| EBIT | [5 empty] | 3980393.665 | 3980393.665 | 3980393.665 | 3980393.665 | 3980393.665 | 3980393.665 | 3980393.665 | 3980393.665 | 3980393.665 | 3980393.665 | 3980393.665 | 3980393.665 | 3980393.665 | 3980393.665 | 3980393.665 | 3980393.665 | 3980393.665 | 3980393.665 | 3980393.665 | 3980393.665
| Interest Expense, public loan | [5 empty] | -853760 | -825089.2448 | -795271.6595 | -764261.3707 | -732010.6704 | -698469.942 | -663587.5845 | -627309.9328 | -589581.1749 | -550343.2667 | -509535.8422 | -467096.1208 | -422958.8104 | -377056.0077 | -329317.0929 | -279668.6214 | -228034.2111 | -174334.4244 | -118486.6462 | -60404.9569
| Interest Expense, commercial loan with public guarantees | [5 empty] | 0 | 0 | 0 | 0 | 0 | 0 | 0 | 0 | 0 | 0 | 0 | 0 | 0 | 0 | 0 | 0 | 0 | 0 | 0 | 0
| Interest Expense, commercial loan without public guarantees | [5 empty] | -1200433.63 | -1118653.8088 | -1032274.5102 | -941037.0493 | -844668.1925 | -742879.3385 | -635365.655 | -521805.1648 | -401857.7822 | -275164.2943 | -141345.2853 | 0 | 0 | 0 | 0 | 0 | 0 | 0 | 0 | 0
| Front-end Fees | [5 empty] | 0 | 0 | 0 | 0 | 0 | 0 | 0 | 0 | 0 | 0 | 0 | 0 | 0 | 0 | 0 | 0 | 0 | 0 | 0 | 0
| Public Guarantee Fees | [5 empty] | 0 | 0 | 0 | 0 | 0 | 0 | 0 | 0 | 0 | 0 | 0 | 0 | 0 | 0 | 0 | 0 | 0 | 0 | 0 | 0
| Political Risk Insurance - Fees & Annual Premium Payments | [5 empty] | 0 | 0 | 0 | 0 | 0 | 0 | 0 | 0 | 0 | 0 | 0 | 0 | 0 | 0 | 0 | 0 | 0 | 0 | 0 | 0
| Taxable Income | [5 empty] | 1926200.035 | 2036650.6113 | 2152847.4953 | 2275095.245 | 2403714.8022 | 2539044.3844 | 2681440.4255 | 2831278.5674 | 2988954.7079 | 3154886.104 | 3329512.5375 | 3513297.5442 | 3557434.8546 | 3603337.6573 | 3651076.5722 | 3700725.0436 | 3752359.4539 | 3806059.2406 | 3861907.0188 | 3919988.7081
| Taxes (Paid)/Refunded | [5 empty] | -577860.0105 | -610995.1834 | -645854.2486 | -682528.5735 | -721114.4407 | -761713.3153 | -804432.1276 | -849383.5702 | -896686.4124 | -946465.8312 | -998853.7613 | -1053989.2633 | -1067230.4564 | -1081001.2972 | -1095322.9716 | -1110217.5131 | -1125707.8362 | -1141817.7722 | -1158572.1056 | -1175996.6124
| Net Income | [5 empty] | 1348340.0245 | 1425655.4279 | 1506993.2467 | 1592566.6715 | 1682600.3615 | 1777331.0691 | 1877008.2978 | 1981894.9972 | 2092268.2955 | 2208420.2728 | 2330658.7763 | 2459308.281 | 2490204.3982 | 2522336.3601 | 2555753.6005 | 2590507.5305 | 2626651.6177 | 2664241.4684 | 2703334.9132 | 2743992.0957
| Investment cost |  |  |  | € | 0: -58880000
| Net of debt financing |  |  |  | € | 0: 42688000
| Equity investment |  |  |  | € | 0: -16192000
| Net income | [5 empty] | 1348340.0245 | 1425655.4279 | 1506993.2467 | 1592566.6715 | 1682600.3615 | 1777331.0691 | 1877008.2978 | 1981894.9972 | 2092268.2955 | 2208420.2728 | 2330658.7763 | 2459308.281 | 2490204.3982 | 2522336.3601 | 2555753.6005 | 2590507.5305 | 2626651.6177 | 2664241.4684 | 2703334.9132 | 2743992.0957
| + Depreciation |  |  |  | € |  | 2796800 | 2796800 | 2796800 | 2796800 | 2796800 | 2796800 | 2796800 | 2796800 | 2796800 | 2796800 | 2796800 | 2796800 | 2796800 | 2796800 | 2796800 | 2796800 | 2796800 | 2796800 | 2796800 | 2796800
| - Capital expenditures |  |  |  | €
| - Change in working capital |  |  |  | €
| - Principal repayments |  |  |  | € |  | -2170833.8591 | -2281284.4354 | -2397481.3194 | -2519729.0691 | -2648348.6263 | -2783678.2085 | -2926074.2496 | -3075912.3915 | -3233588.532 | -3399519.928 | -3574146.3616 | -1103432.7582 | -1147570.0686 | -1193472.8713 | -1241211.7862 | -1290860.2576 | -1342494.6679 | -1396194.4546 | -1452042.2328 | -1510123.9221
| + Salvage value |  |  |  | €
| After-tax Cash Flow to Equity |  |  |  | € | -16192000 | 1974306.1654 | 1941170.9925 | 1906311.9273 | 1869637.6024 | 1831051.7352 | 1790452.8606 | 1747734.0483 | 1702782.6057 | 1655479.7635 | 1605700.3447 | 1553312.4147 | 4152675.5227 | 4139434.3296 | 4125663.4888 | 4111341.8143 | 4096447.2729 | 4080956.9498 | 4064847.0138 | 4048092.6804 | 4030668.1736
| Net Present Value |  |  |  |  | 0: -3.9752e-09
C. FINANCING, SUPPORTING CALCULATIONS
| Year |  |  |  |  | 0 | 1 | 2 | 3 | 4 | 5 | 6 | 7 | 8 | 9 | 10 | 11 | 12 | 13 | 14 | 15 | 16 | 17 | 18 | 19 | 20
RENEWABLE ENERGY GRID INTERCONNECTION, PRE-DERISKING
Public loan
|  | - Loan Amount | € |  |  | 0: 0
|  | - Loan Tenor | years |  |  | 0: 0
|  | - Interest Rate | % | bar: 0
Debt Service
|  | Interest Payment |  |  |  |  | 0 | 0 | 0 | 0 | 0 | 0 | 0 | 0 | 0 | 0 | 0 | 0 | 0 | 0 | 0 | 0 | 0 | 0 | 0 | 0
|  | Principal Payment |  |  |  |  | 0 | 0 | 0 | 0 | 0 | 0 | 0 | 0 | 0 | 0 | 0 | 0 | 0 | 0 | 0 | 0 | 0 | 0 | 0 | 0
|  | Total Debt Service |  |  |  |  | 0 | 0 | 0 | 0 | 0 | 0 | 0 | 0 | 0 | 0 | 0 | 0 | 0 | 0 | 0 | 0 | 0 | 0 | 0 | 0
Loan Amortization Schedule
|  | Beginning balance |  |  |  | 0 | 0 | 0 | 0 | 0 | 0 | 0 | 0 | 0 | 0 | 0 | 0 | 0 | 0 | 0 | 0 | 0 | 0 | 0 | 0 | 0
|  | Drawdowns |  |  |  | 0 | 0 | 0 | 0 | 0 | 0 | 0 | 0 | 0 | 0 | 0 | 0 | 0 | 0 | 0 | 0 | 0 | 0 | 0 | 0 | 0
|  | Loan repayment |  |  |  | 0 | 0 | 0 | 0 | 0 | 0 | 0 | 0 | 0 | 0 | 0 | 0 | 0 | 0 | 0 | 0 | 0 | 0 | 0 | 0 | 0
|  | Ending balance |  |  |  | 0 | 0 | 0 | 0 | 0 | 0 | 0 | 0 | 0 | 0 | 0 | 0 | 0 | 0 | 0 | 0 | 0 | 0 | 0 | 0 | 0
Fees
|  | Front-end Fee |  |  |  |  | 0 | 0 | 0 | 0 | 0 | 0 | 0 | 0 | 0 | 0 | 0 | 0 | 0 | 0 | 0 | 0 | 0 | 0 | 0 | 0
Commercial loans with public guarantees
|  | - Loan Amount | € |  |  | 0: 0
|  | - Loan Tenor | years |  |  | 0: 0
|  | - Interest Rate | % | bar: 0
|  | Guarantee coverage | % | bar: 0
|  | Term of guarantee coverage | years |  |  | 0: 0
Debt Service
|  | Interest Payment |  |  |  |  | 0 | 0 | 0 | 0 | 0 | 0 | 0 | 0 | 0 | 0 | 0 | 0 | 0 | 0 | 0 | 0 | 0 | 0 | 0 | 0
|  | Principal Payment |  |  |  |  | 0 | 0 | 0 | 0 | 0 | 0 | 0 | 0 | 0 | 0 | 0 | 0 | 0 | 0 | 0 | 0 | 0 | 0 | 0 | 0
|  | Total Debt Service |  |  |  |  | 0 | 0 | 0 | 0 | 0 | 0 | 0 | 0 | 0 | 0 | 0 | 0 | 0 | 0 | 0 | 0 | 0 | 0 | 0 | 0
Loan Amortization Schedule
|  | Beginning balance |  |  |  | 0 | 0 | 0 | 0 | 0 | 0 | 0 | 0 | 0 | 0 | 0 | 0 | 0 | 0 | 0 | 0 | 0 | 0 | 0 | 0 | 0
|  | Drawdowns |  |  |  | 0 | 0 | 0 | 0 | 0 | 0 | 0 | 0 | 0 | 0 | 0 | 0 | 0 | 0 | 0 | 0 | 0 | 0 | 0 | 0 | 0
|  | Loan repayment |  |  |  | 0 | 0 | 0 | 0 | 0 | 0 | 0 | 0 | 0 | 0 | 0 | 0 | 0 | 0 | 0 | 0 | 0 | 0 | 0 | 0 | 0
|  | Ending balance |  |  |  | 0 | 0 | 0 | 0 | 0 | 0 | 0 | 0 | 0 | 0 | 0 | 0 | 0 | 0 | 0 | 0 | 0 | 0 | 0 | 0 | 0
Fees
|  | Front-end fee, commercial loan with guarantees |  |  |  |  | 0 | 0 | 0 | 0 | 0 | 0 | 0 | 0 | 0 | 0 | 0 | 0 | 0 | 0 | 0 | 0 | 0 | 0 | 0 | 0
|  | Front-end Fee, Public Guarantee |  |  |  |  | 0 | 0 | 0 | 0 | 0 | 0 | 0 | 0 | 0 | 0 | 0 | 0 | 0 | 0 | 0 | 0 | 0 | 0 | 0 | 0
|  | Annual Guarantee Fee |  |  |  |  | 0 | 0 | 0 | 0 | 0 | 0 | 0 | 0 | 0 | 0 | 0 | 0 | 0 | 0 | 0 | 0 | 0 | 0 | 0 | 0
Commercial loans without public guarantees
|  | - Loan Amount |  |  |  | 0: 41216000
|  | - Loan Tenor |  |  |  | 0: 10
|  | - Interest Rate |  |  |  | 0: 6.5%
Debt Service
|  | Interest Payment |  |  |  |  | 2679040 | 2480510.5712 | 2269076.7294 | 2043899.688 | 1804086.1389 | 1548684.7091 | 1276682.1863 | 986999.4996 | 678487.4382 | 349922.0928 | 0 | 0 | 0 | 0 | 0 | 0 | 0 | 0 | 0 | 0
|  | Principal Payment |  |  |  |  | 3054298.9053 | 3252828.3342 | 3464262.1759 | 3689439.2173 | 3929252.7665 | 4184654.1963 | 4456656.719 | 4746339.4058 | 5054851.4672 | 5383416.8125 | 0 | 0 | 0 | 0 | 0 | 0 | 0 | 0 | 0 | 0
|  | Total Debt Service |  |  |  |  | 5733338.9053 | 5733338.9053 | 5733338.9053 | 5733338.9053 | 5733338.9053 | 5733338.9053 | 5733338.9053 | 5733338.9053 | 5733338.9053 | 5733338.9053 | 0 | 0 | 0 | 0 | 0 | 0 | 0 | 0 | 0 | 0
Loan Amortization Schedule
|  | Beginning balance |  |  |  | 0 | 41216000 | 38161701.0947 | 34908872.7605 | 31444610.5846 | 27755171.3672 | 23825918.6008 | 19641264.4045 | 15184607.6855 | 10438268.2797 | 5383416.8125 | 0 | 0 | 0 | 0 | 0 | 0 | 0 | 0 | 0 | 0
|  | Drawdowns |  |  |  | 41216000 | 0 | 0 | 0 | 0 | 0 | 0 | 0 | 0 | 0 | 0 | 0 | 0 | 0 | 0 | 0 | 0 | 0 | 0 | 0 | 0
|  | Loan repayment |  |  |  | 0 | -3054298.9053 | -3252828.3342 | -3464262.1759 | -3689439.2173 | -3929252.7665 | -4184654.1963 | -4456656.719 | -4746339.4058 | -5054851.4672 | -5383416.8125 | 0 | 0 | 0 | 0 | 0 | 0 | 0 | 0 | 0 | 0
|  | Ending balance |  |  |  | 41216000 | 38161701.0947 | 34908872.7605 | 31444610.5846 | 27755171.3672 | 23825918.6008 | 19641264.4045 | 15184607.6855 | 10438268.2797 | 5383416.8125 | 0 | 0 | 0 | 0 | 0 | 0 | 0 | 0 | 0 | 0 | 0
Fees
|  | Front-end fees, commercial loan without guarantees |  |  |  |  | 0 | 0 | 0 | 0 | 0 | 0 | 0 | 0 | 0 | 0 | 0 | 0 | 0 | 0 | 0 | 0 | 0 | 0 | 0 | 0
Political Risk Insurance (PRI) for Equity Investment
|  | - Equity Investment Covered |  |  | 0
|  | Term of Political Risk Insurance |  |  | 0
|  | Front-end Fee |  |  | 0
|  | Annual Political Risk Insurance Premium |  |  | 0
Fees
|  | Front-end Fee |  |  |  |  | 0 | 0 | 0 | 0 | 0 | 0 | 0 | 0 | 0 | 0 | 0 | 0 | 0 | 0 | 0 | 0 | 0 | 0 | 0 | 0
|  | Annual Political Risk Insurance Premium |  |  |  |  | 0 | 0 | 0 | 0 | 0 | 0 | 0 | 0 | 0 | 0 | 0 | 0 | 0 | 0 | 0 | 0 | 0 | 0 | 0 | 0
|  | Total Fees for PRI |  |  |  |  | 0 | 0 | 0 | 0 | 0 | 0 | 0 | 0 | 0 | 0 | 0 | 0 | 0 | 0 | 0 | 0 | 0 | 0 | 0 | 0
RENEWABLE ENERGY GRID INTERCONNECTION, POST-DERISKING
Public loan
|  | - Loan Amount | € |  |  | 0: 21344000
|  | - Loan Tenor | years |  |  | 0: 20
|  | - Interest Rate | % | bar: 0 to 20
Debt Service
|  | Interest Payment |  |  |  |  | 853760 | 825089.2448 | 795271.6595 | 764261.3707 | 732010.6704 | 698469.942 | 663587.5845 | 627309.9328 | 589581.1749 | 550343.2667 | 509535.8422 | 467096.1208 | 422958.8104 | 377056.0077 | 329317.0929 | 279668.6214 | 228034.2111 | 174334.4244 | 118486.6462 | 60404.9569
|  | Principal Payment |  |  |  |  | 716768.879 | 745439.6342 | 775257.2195 | 806267.5083 | 838518.2087 | 872058.937 | 906941.2945 | 943218.9463 | 980947.7041 | 1020185.6123 | 1060993.0368 | 1103432.7582 | 1147570.0686 | 1193472.8713 | 1241211.7862 | 1290860.2576 | 1342494.6679 | 1396194.4546 | 1452042.2328 | 1510123.9221
|  | Total Debt Service |  |  |  |  | 1570528.879 | 1570528.879 | 1570528.879 | 1570528.879 | 1570528.879 | 1570528.879 | 1570528.879 | 1570528.879 | 1570528.879 | 1570528.879 | 1570528.879 | 1570528.879 | 1570528.879 | 1570528.879 | 1570528.879 | 1570528.879 | 1570528.879 | 1570528.879 | 1570528.879 | 1570528.879
Loan Amortization Schedule
|  | Beginning balance |  |  |  | 0 | 21344000 | 20627231.121 | 19881791.4868 | 19106534.2673 | 18300266.7589 | 17461748.5503 | 16589689.6133 | 15682748.3188 | 14739529.3725 | 13758581.6684 | 12738396.0562 | 11677403.0194 | 10573970.2611 | 9426400.1926 | 8232927.3213 | 6991715.5351 | 5700855.2775 | 4358360.6096 | 2962166.1549 | 1510123.9221
|  | Drawdowns |  |  |  | 21344000 | 0 | 0 | 0 | 0 | 0 | 0 | 0 | 0 | 0 | 0 | 0 | 0 | 0 | 0 | 0 | 0 | 0 | 0 | 0 | 0
|  | Loan repayment |  |  |  | 0 | -716768.879 | -745439.6342 | -775257.2195 | -806267.5083 | -838518.2087 | -872058.937 | -906941.2945 | -943218.9463 | -980947.7041 | -1020185.6123 | -1060993.0368 | -1103432.7582 | -1147570.0686 | -1193472.8713 | -1241211.7862 | -1290860.2576 | -1342494.6679 | -1396194.4546 | -1452042.2328 | -1510123.9221
|  | Ending balance |  |  |  | 21344000 | 20627231.121 | 19881791.4868 | 19106534.2673 | 18300266.7589 | 17461748.5503 | 16589689.6133 | 15682748.3188 | 14739529.3725 | 13758581.6684 | 12738396.0562 | 11677403.0194 | 10573970.2611 | 9426400.1926 | 8232927.3213 | 6991715.5351 | 5700855.2775 | 4358360.6096 | 2962166.1549 | 1510123.9221 | 0
Fees
|  | Front-end fee, public loan |  |  |  |  | 0 | 0 | 0 | 0 | 0 | 0 | 0 | 0 | 0 | 0 | 0 | 0 | 0 | 0 | 0 | 0 | 0 | 0 | 0 | 0
Commercial loans with public guarantees
|  | - Loan Amount | € |  |  | 0: 0
|  | - Loan Tenor | years |  |  | 0: 0
|  | - Interest Rate | % | bar: 0 to 20
|  | Guarantee coverage | % | bar: 0 to 20
|  | Term of guarantee coverage | years |  |  | 0: 0
Debt Service
|  | Interest Payment |  |  |  |  | 0 | 0 | 0 | 0 | 0 | 0 | 0 | 0 | 0 | 0 | 0 | 0 | 0 | 0 | 0 | 0 | 0 | 0 | 0 | 0
|  | Principal Payment |  |  |  |  | 0 | 0 | 0 | 0 | 0 | 0 | 0 | 0 | 0 | 0 | 0 | 0 | 0 | 0 | 0 | 0 | 0 | 0 | 0 | 0
|  | Total Debt Service |  |  |  |  | 0 | 0 | 0 | 0 | 0 | 0 | 0 | 0 | 0 | 0 | 0 | 0 | 0 | 0 | 0 | 0 | 0 | 0 | 0 | 0
Loan Amortization Schedule
|  | Beginning balance |  |  |  | 0 | 0 | 0 | 0 | 0 | 0 | 0 | 0 | 0 | 0 | 0 | 0 | 0 | 0 | 0 | 0 | 0 | 0 | 0 | 0 | 0
|  | Drawdowns |  |  |  | 0 | 0 | 0 | 0 | 0 | 0 | 0 | 0 | 0 | 0 | 0 | 0 | 0 | 0 | 0 | 0 | 0 | 0 | 0 | 0 | 0
|  | Loan repayment |  |  |  | 0 | 0 | 0 | 0 | 0 | 0 | 0 | 0 | 0 | 0 | 0 | 0 | 0 | 0 | 0 | 0 | 0 | 0 | 0 | 0 | 0
|  | Ending balance |  |  |  | 0 | 0 | 0 | 0 | 0 | 0 | 0 | 0 | 0 | 0 | 0 | 0 | 0 | 0 | 0 | 0 | 0 | 0 | 0 | 0 | 0
Fees
|  | Front-end Fee, Commercial Loans |  |  |  |  | 0 | 0 | 0 | 0 | 0 | 0 | 0 | 0 | 0 | 0 | 0 | 0 | 0 | 0 | 0 | 0 | 0 | 0 | 0 | 0
|  | Front-end Fee, Public Guarantee |  |  |  |  | 0 | 0 | 0 | 0 | 0 | 0 | 0 | 0 | 0 | 0 | 0 | 0 | 0 | 0 | 0 | 0 | 0 | 0 | 0 | 0
|  | Annual Guarantee Fee |  |  |  |  | 0 | 0 | 0 | 0 | 0 | 0 | 0 | 0 | 0 | 0 | 0 | 0 | 0 | 0 | 0 | 0 | 0 | 0 | 0 | 0
Commercial loans without public guarantees
|  | - Loan Amount |  |  |  | 0: 21344000
|  | - Loan Tenor |  |  |  | 0: 11
|  | - Interest Rate |  |  |  | 0: 5.624%
Debt Service
|  | Interest Payment |  |  |  |  | 1200433.63 | 1118653.8088 | 1032274.5102 | 941037.0493 | 844668.1925 | 742879.3385 | 635365.655 | 521805.1648 | 401857.7822 | 275164.2943 | 141345.2853 | 0 | 0 | 0 | 0 | 0 | 0 | 0 | 0 | 0
|  | Principal Payment |  |  |  |  | 1454064.9801 | 1535844.8013 | 1622224.0999 | 1713461.5608 | 1809830.4176 | 1911619.2715 | 2019132.9551 | 2132693.4453 | 2252640.8279 | 2379334.3158 | 2513153.3248 | 0 | 0 | 0 | 0 | 0 | 0 | 0 | 0 | 0
|  | Total Debt Service |  |  |  |  | 2654498.6101 | 2654498.6101 | 2654498.6101 | 2654498.6101 | 2654498.6101 | 2654498.6101 | 2654498.6101 | 2654498.6101 | 2654498.6101 | 2654498.6101 | 2654498.6101 | 0 | 0 | 0 | 0 | 0 | 0 | 0 | 0 | 0
Loan Amortization Schedule
|  | Beginning balance |  |  |  | 0 | 21344000 | 19889935.0199 | 18354090.2186 | 16731866.1187 | 15018404.558 | 13208574.1403 | 11296954.8688 | 9277821.9137 | 7145128.4685 | 4892487.6406 | 2513153.3248 | 0 | 0 | 0 | 0 | 0 | 0 | 0 | 0 | 0
|  | Drawdowns |  |  |  | 21344000 | 0 | 0 | 0 | 0 | 0 | 0 | 0 | 0 | 0 | 0 | 0 | 0 | 0 | 0 | 0 | 0 | 0 | 0 | 0 | 0
|  | Loan repayment |  |  |  | 0 | -1454064.9801 | -1535844.8013 | -1622224.0999 | -1713461.5608 | -1809830.4176 | -1911619.2715 | -2019132.9551 | -2132693.4453 | -2252640.8279 | -2379334.3158 | -2513153.3248 | 0 | 0 | 0 | 0 | 0 | 0 | 0 | 0 | 0
|  | Ending balance |  |  |  | 21344000 | 19889935.0199 | 18354090.2186 | 16731866.1187 | 15018404.558 | 13208574.1403 | 11296954.8688 | 9277821.9137 | 7145128.4685 | 4892487.6406 | 2513153.3248 | 0 | 0 | 0 | 0 | 0 | 0 | 0 | 0 | 0 | 0
Fees
|  | Front-end fees, commercial loan without guarantees |  |  |  |  | 0 | 0 | 0 | 0 | 0 | 0 | 0 | 0 | 0 | 0 | 0 | 0 | 0 | 0 | 0 | 0 | 0 | 0 | 0 | 0
Political Risk Insurance (PRI) for Equity Investment
|  | - Equity Investment Covered |  |  | 0
|  | Term of Political Risk Insurance |  |  | 0
|  | Front-end Fee |  |  | 0
|  | Annual Political Risk Insurance Premium |  |  | 0
Fees
|  | Front-end Fee |  |  |  |  | 0 | 0 | 0 | 0 | 0 | 0 | 0 | 0 | 0 | 0 | 0 | 0 | 0 | 0 | 0 | 0 | 0 | 0 | 0 | 0
|  | Annual Political Risk Insurance Premium |  |  |  |  | 0 | 0 | 0 | 0 | 0 | 0 | 0 | 0 | 0 | 0 | 0 | 0 | 0 | 0 | 0 | 0 | 0 | 0 | 0 | 0
|  | Total Fees for PRI |  |  |  |  | 0 | 0 | 0 | 0 | 0 | 0 | 0 | 0 | 0 | 0 | 0 | 0 | 0 | 0 | 0 | 0 | 0 | 0 | 0 | 0
D. DEPRECIATION, SUPPORTING CALCULATIONS
| Year |  |  |  |  | 0 | 1 | 2 | 3 | 4 | 5 | 6 | 7 | 8 | 9 | 10 | 11 | 12 | 13 | 14 | 15 | 16 | 17 | 18 | 19 | 20
Renewable Energy Grid Interconnection, Pre-derisking
|  | Life of Asset | 20 | years
Straight Line depreciation schedule | bar: 1 to 20
Non-depreciable | bar: 1 to 20
[5 empty] | Allocation | 0: Depreciation Base
|  | Straight Line |  |  | 95% | 55936000 | 2796800 | 2796800 | 2796800 | 2796800 | 2796800 | 2796800 | 2796800 | 2796800 | 2796800 | 2796800 | 2796800 | 2796800 | 2796800 | 2796800 | 2796800 | 2796800 | 2796800 | 2796800 | 2796800 | 2796800
|  | Non-depreciable |  |  | 5% | 2944000 | 0 | 0 | 0 | 0 | 0 | 0 | 0 | 0 | 0 | 0 | 0 | 0 | 0 | 0 | 0 | 0 | 0 | 0 | 0 | 0
|  | Annual depreciation expense |  |  |  | 58880000 | 2796800 | 2796800 | 2796800 | 2796800 | 2796800 | 2796800 | 2796800 | 2796800 | 2796800 | 2796800 | 2796800 | 2796800 | 2796800 | 2796800 | 2796800 | 2796800 | 2796800 | 2796800 | 2796800 | 2796800
Renewable Energy Grid Interconnection, Post-derisking
|  | Life of Asset | 20 | years
Straight Line depreciation schedule | bar: 1 to 20
Non-depreciable | bar: 1 to 20
[5 empty] | Allocation | 0: Depreciation Base
|  | Straight Line |  |  | 95% | 55936000 | 2796800 | 2796800 | 2796800 | 2796800 | 2796800 | 2796800 | 2796800 | 2796800 | 2796800 | 2796800 | 2796800 | 2796800 | 2796800 | 2796800 | 2796800 | 2796800 | 2796800 | 2796800 | 2796800 | 2796800
|  | Non-depreciable |  |  | 5% | 2944000 | 0 | 0 | 0 | 0 | 0 | 0 | 0 | 0 | 0 | 0 | 0 | 0 | 0 | 0 | 0 | 0 | 0 | 0 | 0 | 0
|  | Annual depreciation expense |  |  |  | 58880000 | 2796800 | 2796800 | 2796800 | 2796800 | 2796800 | 2796800 | 2796800 | 2796800 | 2796800 | 2796800 | 2796800 | 2796800 | 2796800 | 2796800 | 2796800 | 2796800 | 2796800 | 2796800 | 2796800 | 2796800
Note on H31: includes front-end fees for loans only.
Note on H32: includes front end fee and guarantee fee for guarantee coverage. Front-end fee is only included in Year 1.
Note on H33: includes front-end fee and annual risk insurance premium. Front end fee is only included in Year 1.
Note on H121: includes front-end fees for loans only.
Note on H122: includes front end fee and guarantee fee for guarantee coverage. Front-end fee is only included in Year 1.
Note on H123: includes front-end fee and annual risk insurance premium. Front end fee is only included in Year 1.

## VII. Sensitivity Outputs
VERSION 1.2 (JULY 2014)
VII. SENSITIVITY OUTPUTS
This sheet is organised into 8 sections.
|  | A. | Base Case Scenario (Reference)
|  | B. | Investment Costs Sensitivity
|  | C. | Fuel Costs Sensitivity
|  | D. | Balancing Costs Sensitivity
|  | E. | Policy Derisking Only Sensitivity
|  | F. | Financial Derisking Only Sensitivity
|  | G. | Financing Costs Sensitivity
A. BASE CASE SCENARIO
OUTPUTS
[6 empty] | Pre-derisking |  |  |  | Post-derisking
[6 empty] | Cost of Equity & Cost of Debt |  |  |  | Cost of Equity & Cost of Debt
|  | Cost of Capital |  |  |  | Equity | Public Loan | Commercial Loan with Guarantees | Commercial Loan w/out Guarantees | Equity | Public Loan | Commercial Loan with Guarantees | Commercial Loan w/out Guarantees
|  | Model Country |  |  |  | 15% | NA | NA | 6.5% | 12.75% | NA | NA | 5.624%
|  | Best-in-Class Country |  |  |  | 8% | 0% | 0% | 4% | 8% | 0% | 0% | 4%
|  | Difference |  |  |  | 7% | NA | NA | 2.5% | 4.748% | NA | NA | 1.624%
[6 empty] | Pre-derisking |  |  |  | Post-derisking
[6 empty] | Cost of Equity & Cost of Debt |  |  |  | Cost of Equity & Cost of Debt
|  | Incremental Risk Apportioning to Cost of Equity and Cost of Debt |  |  |  | Equity | Public Loan | Commercial Loan with Guarantees | Commercial Loan w/out Guarantees | Equity | Public Loan | Commercial Loan with Guarantees | Commercial Loan w/out Guarantees
|  | Power Market Risk |  |  |  | 1.375% | 0% | 0% | 0.5804% | 0.8593% | 0% | 0% | 0.3628%
|  | Permits Risk |  |  |  | 0.3382% | NA | NA | NA | 0.2536% | NA | NA | NA
|  | Social Acceptance Risk |  |  |  | 0.2282% | 0% | 0% | 0.09633% | 0.1711% | 0% | 0% | 0.07225%
|  | Resource & Technology Risk |  |  |  | 0.3672% | 0% | 0% | 0.155% | 0.3213% | 0% | 0% | 0.1356%
|  | Grid/Transmission Risk |  |  |  | 1.04% | 0% | 0% | 0.4393% | 0.5202% | 0% | 0% | 0.2196%
|  | Counterparty Risk |  |  |  | 0.9355% | 0% | 0% | 0.3949% | 0.4678% | 0% | 0% | 0.1975%
|  | Financial Sector Risk |  |  |  | 0.74% | NA | NA | NA | 0.6475% | NA | NA | NA
|  | Political Risk |  |  |  | 1.04% | 0% | 0% | 0.4389% | 1.04% | 0% | 0% | 0.4389%
|  | Currency/Macro Risk |  |  |  | 0.9359% | 0% | 0% | 0.3951% | 0.468% | 0% | 0% | 0.1976%
|  | Total |  |  |  | 7% | NA | NA | 2.5% | 4.748% | 0% | 0% | 1.624%
Renewable Energy
[8 empty] | Pre-derisking |  | Post-derisking
|  | LCOE - Renewable Energy |  |  | EUR/kWh |  |  | 0.098897 |  | 0.076615
|  |  | LCOE - Renewable Energy - Generation Component |  | EUR/kWh |  |  | 0.092667 |  | 0.071789
|  |  | LCOE - Renewable Energy - Grid Interconnection Component |  | EUR/kWh |  |  | 0.0062299 |  | 0.0048261
Baseline Energy
[8 empty] | Pre-derisking |  | Post-derisking
|  | LCOE - Baseline Costs |  |  | EUR/kWh |  |  | 0.059508 |  | 0.059508
Renewable Energy
[8 empty] | Pre-derisking |  | Post-derisking
METRIC 1 - INVESTMENT LEVERAGE RATIO
|  |  | Multiple |  |  |  |  | 1.4712 |  | 2.2223
|  |  | Investment in Renewable Energy |  | EUR |  |  | 934558832.1168 |  | 934558832.1168
|  |  | Present Value of FIT/PPA Price Premium Over 20 years |  | EUR |  |  | 634453380.1062 |  | 275557055.7984
|  |  | Financial Derisking Costs |  | EUR |  |  | 0 |  | 140590501.2849
|  |  | Policy Derisking Costs |  | EUR |  |  | 776064.3806 |  | 4388780.0728
METRIC 2 - SAVINGS LEVERAGE RATIO
|  |  | Multiple | [6 empty] | 2.4755
|  |  | Financial Derisking Costs |  | EUR |  |  | 0 |  | 140590501.2849
|  |  | Policy Derisking Costs |  | EUR |  |  | 776064.3806 |  | 4388780.0728
|  |  | Present Value of Total Incremental Cost Over 20 Years |  | EUR |  |  | 634453380.1062 |  | 275557055.7984
|  |  | Present Value of Total Savings Due to Derisking Over 20 Years |  | EUR |  |  |  |  | 358896324.3078
METRIC 3 - END-USER AFFORDABILITY
|  |  | Renewable Energy LCOE |  | EUR/kWh |  |  | 0.098897 |  | 0.076615
|  |  | % Change in Renewable Energy LCOE |  | % |  |  |  |  | -22.53%
|  |  | Baseline Energy Mix LCOE |  | EUR/kWh |  |  | 0.059508 |  | 0.059508
|  |  | Incremental Cost |  | EUR/kWh |  |  | 0.03939 |  | 0.017108
METRIC 4 - CARBON ABATEMENT
|  |  |  | Abatement Costs due to Incremental Costs | EUR/tCO2e |  |  | 50.4238 |  | 21.9002
|  |  |  | Abatement Costs due to Financial Derisking Costs | EUR/tCO2e |  |  | 0 |  | 11.1736
|  |  |  | Abatement Costs due to Policy Derisking Costs | EUR/tCO2e |  |  | 0.061678 |  | 0.3488
|  |  | Total Carbon Abatement Costs per t/CO2e |  | EUR/tCO2e |  |  | 50.4855 |  | 33.4225
|  |  | % Change in Abatement Costs per t/CO2e |  | % |  |  |  |  | -33.8%
|  |  | Emission Reductions Over 20 Years |  | Mt CO2e |  |  | 12.5824 |  | 12.5824
B. INVESTMENT COSTS SENSITIVITY
ASSUMPTION SUBJECT TO SENSITIVITY
|  | Investment Cost | [6 empty] | Renewable Energy
|  |  | Base Case Scenario |  | EUR/MW |  |  |  | 1189781.0219
|  |  | Sensitivity #1: 2022 Scenario |  | EUR/MW |  |  |  | 1010948.9051 | 1116788.3212
SENSITIVITY OUTPUTS
Renewable Energy
[8 empty] | Pre-derisking |  | Post-derisking
|  | LCOE - Renewable Energy |  |  | EUR/kWh |  |  | 0.084971 |  | 0.065827
|  |  | LCOE - Renewable Energy - Generation Component |  | EUR/kWh |  |  | 0.078741 |  | 0.061001
|  |  | LCOE - Renewable Energy - Grid Interconnection Component |  | EUR/kWh |  |  | 0.0062299 |  | 0.0048261
Renewable Energy
[8 empty] | Pre-derisking |  | Post-derisking
METRIC 1 - INVESTMENT LEVERAGE RATIO
|  |  | Multiple |  |  |  |  | 1.954 |  | 3.5376
|  |  | Investment in Renewable Energy |  | EUR |  |  | 802938394.1606 |  | 802938394.1606
|  |  | Present Value of FIT/PPA Price Premium Over 20 years |  | EUR |  |  | 410140754.6294 |  | 101790632.7322
|  |  | Financial Derisking Costs |  | EUR |  |  | 0 |  | 120791341.1843
|  |  | Policy Derisking Costs |  | EUR |  |  | 776064.3806 |  | 4388780.0728
METRIC 2 - SAVINGS LEVERAGE RATIO
|  |  | Multiple | [6 empty] | 2.4633
|  |  | Financial Derisking Costs |  | EUR |  |  | 0 |  | 120791341.1843
|  |  | Policy Derisking Costs |  | EUR |  |  | 776064.3806 |  | 4388780.0728
|  |  | Present Value of Total Incremental Cost Over 20 Years |  | EUR |  |  | 410140754.6294 |  | 101790632.7322
|  |  | Present Value of Total Savings Due to Derisking Over 20 Years |  | EUR |  |  |  |  | 308350121.8971
METRIC 3 - END-USER AFFORDABILITY
|  |  | Renewable Energy LCOE |  | EUR/kWh |  |  | 0.084971 |  | 0.065827
|  |  | % Change in Renewable Energy LCOE |  | % |  |  |  |  | -22.53%
|  |  | Baseline Energy Mix LCOE |  | EUR/kWh |  |  | 0.059508 |  | 0.059508
|  |  | Incremental Cost |  | EUR/kWh |  |  | 0.025463 |  | 0.0063196
METRIC 4 - CARBON ABATEMENT
|  |  |  | Abatement Costs due to Incremental Costs | EUR/tCO2e |  |  | 32.5963 |  | 8.0899
|  |  |  | Abatement Costs due to Financial Derisking Costs | EUR/tCO2e |  |  | 0 |  | 9.6
|  |  |  | Abatement Costs due to Policy Derisking Costs | EUR/tCO2e |  |  | 0.061678 |  | 0.3488
|  |  | Total Carbon Abatement Costs per t/CO2e |  | EUR/tCO2e |  |  | 32.658 |  | 18.0387
|  |  | % Change in Abatement Costs per t/CO2e |  | % |  |  |  |  | -44.76%
|  |  | Emission Reductions Over 20 Years |  | Mt CO2e |  |  | 12.5824 |  | 12.5824
SENSITIVITY COMMENT
C. FUEL COSTS SENSITIVITY
ASSUMPTION SUBJECT TO SENSITIVITY
|  | Fuel Costs | [6 empty] | Fuel Costs
|  |  | Base Case Scenario |  | % |  |  |  | 0%
|  |  | Sensitivity Scenario #1 |  | % |  |  |  | +20%
|  |  | Sensitivity Scenario #2 |  | % |  |  |  | -20%
SENSITIVITY OUTPUTS - SENSITIVITY #1
Fuel Costs
[8 empty] | Pre-derisking |  | Post-derisking
|  | LCOE - Baseline Costs |  |  | EUR/kWh |  |  | 0.068445 |  | 0.068445
Renewable Energy
[8 empty] | Pre-derisking |  | Post-derisking
METRIC 1 - INVESTMENT LEVERAGE RATIO
|  |  | Multiple |  |  |  |  | 1.9023 |  | 3.3789
|  |  | Investment in Renewable Energy |  | EUR |  |  | 934558832.1168 |  | 934558832.1168
|  |  | Present Value of FIT/PPA Price Premium Over 20 years |  | EUR |  |  | 490504250.7124 |  | 131607926.4045
|  |  | Financial Derisking Costs |  | EUR |  |  | 0 |  | 140590501.2849
|  |  | Policy Derisking Costs |  | EUR |  |  | 776064.3806 |  | 4388780.0728
METRIC 2 - SAVINGS LEVERAGE RATIO
|  |  | Multiple | [6 empty] | 2.4755
|  |  | Financial Derisking Costs |  | EUR |  |  | 0 |  | 140590501.2849
|  |  | Policy Derisking Costs |  | EUR |  |  | 776064.3806 |  | 4388780.0728
|  |  | Present Value of Total Incremental Cost Over 20 Years |  | EUR |  |  | 490504250.7124 |  | 131607926.4045
|  |  | Present Value of Total Savings Due to Derisking Over 20 Years |  | EUR |  |  |  |  | 358896324.3078
METRIC 3 - END-USER AFFORDABILITY
|  |  | Renewable Energy LCOE |  | EUR/kWh |  |  | 0.098897 |  | 0.076615
|  |  | % Change in Renewable Energy LCOE |  | % |  |  |  |  | -22.53%
|  |  | Baseline Energy Mix LCOE |  | EUR/kWh |  |  | 0.068445 |  | 0.068445
|  |  | Incremental Cost |  | EUR/kWh |  |  | 0.030453 |  | 0.0081708
METRIC 4 - CARBON ABATEMENT
|  |  |  | Abatement Costs due to Incremental Costs | EUR/tCO2e |  |  | 38.9833 |  | 10.4597
|  |  |  | Abatement Costs due to Financial Derisking Costs | EUR/tCO2e |  |  | 0 |  | 11.1736
|  |  |  | Abatement Costs due to Policy Derisking Costs | EUR/tCO2e |  |  | 0.061678 |  | 0.3488
|  |  | Total Carbon Abatement Costs per t/CO2e |  | EUR/tCO2e |  |  | 39.045 |  | 21.982
|  |  | % Change in Abatement Costs per t/CO2e |  | % |  |  |  |  | -43.7%
|  |  | Emission Reductions Over 20 Years |  | Mt CO2e |  |  | 12.5824 |  | 12.5824
SENSITIVITY OUTPUTS - SENSITIVITY #2
Fuel Costs
[8 empty] | Pre-derisking |  | Post-derisking
|  | LCOE - Baseline Costs |  |  | EUR/kWh |  |  | 0.05057 |  | 0.05057
Renewable Energy
[8 empty] | Pre-derisking |  | Post-derisking
METRIC 1 - INVESTMENT LEVERAGE RATIO
|  |  | Multiple |  |  |  |  | 1.1994 |  | 1.6556
|  |  | Investment in Renewable Energy |  | EUR |  |  | 934558832.1168 |  | 934558832.1168
|  |  | Present Value of FIT/PPA Price Premium Over 20 years |  | EUR |  |  | 778402509.5001 |  | 419506185.1923
|  |  | Financial Derisking Costs |  | EUR |  |  | 0 |  | 140590501.2849
|  |  | Policy Derisking Costs |  | EUR |  |  | 776064.3806 |  | 4388780.0728
METRIC 2 - SAVINGS LEVERAGE RATIO
|  |  | Multiple | [6 empty] | 2.4755
|  |  | Financial Derisking Costs |  | EUR |  |  | 0 |  | 140590501.2849
|  |  | Policy Derisking Costs |  | EUR |  |  | 776064.3806 |  | 4388780.0728
|  |  | Present Value of Total Incremental Cost Over 20 Years |  | EUR |  |  | 778402509.5001 |  | 419506185.1923
|  |  | Present Value of Total Savings Due to Derisking Over 20 Years |  | EUR |  |  |  |  | 358896324.3078
METRIC 3 - END-USER AFFORDABILITY
|  |  | Renewable Energy LCOE |  | EUR/kWh |  |  | 0.098897 |  | 0.076615
|  |  | % Change in Renewable Energy LCOE |  | % |  |  |  |  | -22.53%
|  |  | Baseline Energy Mix LCOE |  | EUR/kWh |  |  | 0.05057 |  | 0.05057
|  |  | Incremental Cost |  | EUR/kWh |  |  | 0.048327 |  | 0.026045
METRIC 4 - CARBON ABATEMENT
|  |  |  | Abatement Costs due to Incremental Costs | EUR/tCO2e |  |  | 61.8643 |  | 33.3407
|  |  |  | Abatement Costs due to Financial Derisking Costs | EUR/tCO2e |  |  | 0 |  | 11.1736
|  |  |  | Abatement Costs due to Policy Derisking Costs | EUR/tCO2e |  |  | 0.061678 |  | 0.3488
|  |  | Total Carbon Abatement Costs per t/CO2e |  | EUR/tCO2e |  |  | 61.926 |  | 44.863
|  |  | % Change in Abatement Costs per t/CO2e |  | % |  |  |  |  | -27.55%
|  |  | Emission Reductions Over 20 Years |  | Mt CO2e |  |  | 12.5824 |  | 12.5824
SENSITIVITY COMMENT
[To come]
D. BALANCING COSTS SENSITIVITY
ASSUMPTION SUBJECT TO SENSITIVITY
|  | Balancing Costs | [6 empty] | Balancing Costs
|  |  | Base Case Scenario | [5 empty] | No balancing costs | No balancing costs
|  |  | Sensitivity Scenario | [5 empty] | Include balancing costs | Include balancing costs
SENSITIVITY OUTPUTS
Renewable Energy
[8 empty] | Pre-derisking |  | Post-derisking
|  | LCOE - Renewable Energy |  |  | EUR/kWh |  |  | 0.10737 |  | 0.085088
|  |  | LCOE - Renewable Energy - Generation Component |  | EUR/kWh |  |  | 0.092667 |  | 0.071789
|  |  | LCOE - Renewable Energy - Grid Interconnection Component |  | EUR/kWh |  |  | 0.0062299 |  | 0.0048261
|  |  | LCOE - Renewable Energy - Balancing Cost Component |  | EUR/kWh |  |  | 0.0084725 |  | 0.0084725
Renewable Energy
[8 empty] | Pre-derisking |  | Post-derisking
METRIC 1 - INVESTMENT LEVERAGE RATIO
|  |  | Multiple |  |  |  |  | 1.211 |  | 1.6634
|  |  | Investment in Renewable Energy |  | EUR |  |  | 934558832.1168 |  | 934558832.1168
|  |  | Present Value of FIT/PPA Price Premium Over 20 years |  | EUR |  |  | 770920073.2421 |  | 412023748.9343
|  |  | Financial Derisking Costs |  | EUR |  |  | 0 |  | 145433761.5212
|  |  | Policy Derisking Costs |  | EUR |  |  | 776064.3806 |  | 4388780.0728
METRIC 2 - SAVINGS LEVERAGE RATIO
|  |  | Multiple | [6 empty] | 2.3955
|  |  | Financial Derisking Costs |  | EUR |  |  | 0 |  | 145433761.5212
|  |  | Policy Derisking Costs |  | EUR |  |  | 776064.3806 |  | 4388780.0728
|  |  | Present Value of Total Incremental Cost Over 20 Years |  | EUR |  |  | 770920073.2421 |  | 412023748.9343
|  |  | Present Value of Total Savings Due to Derisking Over 20 Years |  | EUR |  |  |  |  | 358896324.3078
METRIC 3 - END-USER AFFORDABILITY
|  |  | Renewable Energy LCOE |  | EUR/kWh |  |  | 0.10737 |  | 0.085088
|  |  | % Change in Renewable Energy LCOE |  | % |  |  |  |  | -20.75%
|  |  | Baseline Energy Mix LCOE |  | EUR/kWh |  |  | 0.059508 |  | 0.059508
|  |  | Incremental Cost |  | EUR/kWh |  |  | 0.047862 |  | 0.02558
METRIC 4 - CARBON ABATEMENT
|  |  |  | Abatement Costs due to Incremental Costs | EUR/tCO2e |  |  | 61.2696 |  | 32.746
|  |  |  | Abatement Costs due to Financial Derisking Costs | EUR/tCO2e |  |  | 0 |  | 11.5585
|  |  |  | Abatement Costs due to Policy Derisking Costs | EUR/tCO2e |  |  | 0.061678 |  | 0.3488
|  |  | Total Carbon Abatement Costs per t/CO2e |  | EUR/tCO2e |  |  | 61.3313 |  | 44.6533
|  |  | % Change in Abatement Costs per t/CO2e |  | % |  |  |  |  | -27.19%
|  |  | Emission Reductions Over 20 Years |  | Mt CO2e |  |  | 12.5824 |  | 12.5824
SENSITIVITY COMMENT
[To come]
E. POLICY DERISKING ONLY SENSITIVITY
ASSUMPTION SUBJECT TO SENSITIVITY
|  | Policy Derisking Costs | [6 empty] | Derisking
|  |  | Base Case Scenario | [5 empty] | Both | No balancing costs
|  |  | Sensitivity Scenario | [5 empty] | Policy Derisking Only | Include balancing costs
SENSITIVITY OUTPUTS
[6 empty] | Pre-derisking |  |  |  | Post-derisking
[6 empty] | Cost of Equity & Cost of Debt |  |  |  | Cost of Equity & Cost of Debt
|  | Cost of Capital |  |  |  | Equity | Public Loan | Commercial Loan with Guarantees | Commercial Loan w/out Guarantees | Equity | Public Loan | Commercial Loan with Guarantees | Commercial Loan w/out Guarantees
|  | Model Country |  |  |  | 15% | NA | NA | 6.5% | 13.71% | NA | NA | 6.03%
|  | Best-in-Class Country |  |  |  | 8% | 0% | 0% | 4% | 8% | 0% | 0% | 4%
|  | Difference |  |  |  | 7% | NA | NA | 2.5% | 5.71% | NA | NA | 2.03%
[6 empty] | Pre-derisking |  |  |  | Post-derisking
[6 empty] | Cost of Equity & Cost of Debt |  |  |  | Cost of Equity & Cost of Debt
|  | Incremental Risk Apportioning to Cost of Equity and Cost of Debt |  |  |  | Equity | Public Loan | Commercial Loan with Guarantees | Commercial Loan w/out Guarantees | Equity | Public Loan | Commercial Loan with Guarantees | Commercial Loan w/out Guarantees
|  | Power Market Risk |  |  |  | 1.375% | 0% | 0% | 0.5804% | 0.8593% | 0% | 0% | 0.3628%
|  | Permits Risk |  |  |  | 0.3382% | NA | NA | NA | 0.2536% | NA | NA | NA
|  | Social Acceptance Risk |  |  |  | 0.2282% | 0% | 0% | 0.09633% | 0.1711% | 0% | 0% | 0.07225%
|  | Resource & Technology Risk |  |  |  | 0.3672% | 0% | 0% | 0.155% | 0.3213% | 0% | 0% | 0.1356%
|  | Grid/Transmission Risk |  |  |  | 1.04% | 0% | 0% | 0.4393% | 0.7804% | 0% | 0% | 0.3294%
|  | Counterparty Risk |  |  |  | 0.9355% | 0% | 0% | 0.3949% | 0.7016% | 0% | 0% | 0.2962%
|  | Financial Sector Risk |  |  |  | 0.74% | NA | NA | NA | 0.6475% | NA | NA | NA
|  | Political Risk |  |  |  | 1.04% | 0% | 0% | 0.4389% | 1.04% | 0% | 0% | 0.4389%
|  | Currency/Macro Risk |  |  |  | 0.9359% | 0% | 0% | 0.3951% | 0.9359% | 0% | 0% | 0.3951%
|  | Total |  |  |  | 7% | NA | NA | 2.5% | 5.71% | 0% | 0% | 2.03%
Renewable Energy
[8 empty] | Pre-derisking |  | Post-derisking
|  | LCOE - Renewable Energy |  |  | EUR/kWh |  |  | 0.098897 |  | 0.093171
|  |  | LCOE - Renewable Energy - Generation Component |  | EUR/kWh |  |  | 0.092667 |  | 0.087302
|  |  | LCOE - Renewable Energy - Grid Interconnection Component |  | EUR/kWh |  |  | 0.0062299 |  | 0.0058691
Renewable Energy
[8 empty] | Pre-derisking |  | Post-derisking
METRIC 1 - INVESTMENT LEVERAGE RATIO
|  |  | Multiple |  |  |  |  | 1.4712 |  | 1.7097
|  |  | Investment in Renewable Energy |  | EUR |  |  | 934558832.1168 |  | 934558832.1168
|  |  | Present Value of FIT/PPA Price Premium Over 20 years |  | EUR |  |  | 634453380.1062 |  | 542225065.8919
|  |  | Financial Derisking Costs |  | EUR |  |  | 0 |  | 0
|  |  | Policy Derisking Costs |  | EUR |  |  | 776064.3806 |  | 4388780.0728
METRIC 2 - SAVINGS LEVERAGE RATIO
|  |  | Multiple | [6 empty] | 21.0146
|  |  | Financial Derisking Costs |  | EUR |  |  | 0 |  | 0
|  |  | Policy Derisking Costs |  | EUR |  |  | 776064.3806 |  | 4388780.0728
|  |  | Present Value of Total Incremental Cost Over 20 Years |  | EUR |  |  | 634453380.1062 |  | 542225065.8919
|  |  | Present Value of Total Savings Due to Derisking Over 20 Years |  | EUR |  |  |  |  | 92228314.2143
METRIC 3 - END-USER AFFORDABILITY
|  |  | Renewable Energy LCOE |  | EUR/kWh |  |  | 0.098897 |  | 0.093171
|  |  | % Change in Renewable Energy LCOE |  | % |  |  |  |  | -5.79%
|  |  | Baseline Energy Mix LCOE |  | EUR/kWh |  |  | 0.059508 |  | 0.059508
|  |  | Incremental Cost |  | EUR/kWh |  |  | 0.03939 |  | 0.033664
METRIC 4 - CARBON ABATEMENT
|  |  |  | Abatement Costs due to Incremental Costs | EUR/tCO2e |  |  | 50.4238 |  | 43.0939
|  |  |  | Abatement Costs due to Financial Derisking Costs | EUR/tCO2e |  |  | 0 |  | 0
|  |  |  | Abatement Costs due to Policy Derisking Costs | EUR/tCO2e |  |  | 0.061678 |  | 0.3488
|  |  | Total Carbon Abatement Costs per t/CO2e |  | EUR/tCO2e |  |  | 50.4855 |  | 43.4427
|  |  | % Change in Abatement Costs per t/CO2e |  | % |  |  |  |  | -13.95%
|  |  | Emission Reductions Over 20 Years |  | Mt CO2e |  |  | 12.5824 |  | 12.5824
SENSITIVITY COMMENT
[To come]
F. FINANCIAL DERISKING ONLY SENSITIVITY
ASSUMPTION SUBJECT TO SENSITIVITY
|  | Financial Derisking Costs | [6 empty] | Derisking
|  |  | Base Case Scenario | [5 empty] | Both | No balancing costs
|  |  | Sensitivity Scenario | [5 empty] | Financial Derisking Only | Include balancing costs
OUTPUTS
[6 empty] | Pre-derisking |  |  |  | Post-derisking
[6 empty] | Cost of Equity & Cost of Debt |  |  |  | Cost of Equity & Cost of Debt
|  | Cost of Capital |  |  |  | Equity | Public Loan | Commercial Loan with Guarantees | Commercial Loan w/out Guarantees | Equity | Public Loan | Commercial Loan with Guarantees | Commercial Loan w/out Guarantees
|  | Model Country |  |  |  | 15% | NA | NA | 6.5% | 14.04% | NA | NA | 6.094%
|  | Best-in-Class Country |  |  |  | 8% | 0% | 0% | 4% | 8% | 0% | 0% | 4%
|  | Difference |  |  |  | 7% | NA | NA | 2.5% | 6.038% | NA | NA | 2.094%
[6 empty] | Pre-derisking |  |  |  | Post-derisking
[6 empty] | Cost of Equity & Cost of Debt |  |  |  | Cost of Equity & Cost of Debt
|  | Incremental Risk Apportioning to Cost of Equity and Cost of Debt |  |  |  | Equity | Public Loan | Commercial Loan with Guarantees | Commercial Loan w/out Guarantees | Equity | Public Loan | Commercial Loan with Guarantees | Commercial Loan w/out Guarantees
|  | Power Market Risk |  |  |  | 1.375% | 0% | 0% | 0.5804% | 1.375% | 0% | 0% | 0.5804%
|  | Permits Risk |  |  |  | 0.3382% | NA | NA | NA | 0.3382% | NA | NA | NA
|  | Social Acceptance Risk |  |  |  | 0.2282% | 0% | 0% | 0.09633% | 0.2282% | 0% | 0% | 0.09633%
|  | Resource & Technology Risk |  |  |  | 0.3672% | 0% | 0% | 0.155% | 0.3672% | 0% | 0% | 0.155%
|  | Grid/Transmission Risk |  |  |  | 1.04% | 0% | 0% | 0.4393% | 0.7804% | 0% | 0% | 0.3294%
|  | Counterparty Risk |  |  |  | 0.9355% | 0% | 0% | 0.3949% | 0.7016% | 0% | 0% | 0.2962%
|  | Financial Sector Risk |  |  |  | 0.74% | NA | NA | NA | 0.74% | NA | NA | NA
|  | Political Risk |  |  |  | 1.04% | 0% | 0% | 0.4389% | 1.04% | 0% | 0% | 0.4389%
|  | Currency/Macro Risk |  |  |  | 0.9359% | 0% | 0% | 0.3951% | 0.468% | 0% | 0% | 0.1976%
|  | Total |  |  |  | 7% | NA | NA | 2.5% | 6.038% | 0% | 0% | 2.094%
Renewable Energy
[8 empty] | Pre-derisking |  | Post-derisking
|  | LCOE - Renewable Energy |  |  | EUR/kWh |  |  | 0.098897 |  | 0.083456
|  |  | LCOE - Renewable Energy - Generation Component |  | EUR/kWh |  |  | 0.092667 |  | 0.078199
|  |  | LCOE - Renewable Energy - Grid Interconnection Component |  | EUR/kWh |  |  | 0.0062299 |  | 0.0052571
Renewable Energy
[8 empty] | Pre-derisking |  | Post-derisking
METRIC 1 - INVESTMENT LEVERAGE RATIO
|  |  | Multiple |  |  |  |  | 1.4712 |  | 1.7737
|  |  | Investment in Renewable Energy |  | EUR |  |  | 934558832.1168 |  | 934558832.1168
|  |  | Present Value of FIT/PPA Price Premium Over 20 years |  | EUR |  |  | 634453380.1062 |  | 385738144.2206
|  |  | Financial Derisking Costs |  | EUR |  |  | 0 |  | 141163164.2589
|  |  | Policy Derisking Costs |  | EUR |  |  | 776064.3806 |  | 0
METRIC 2 - SAVINGS LEVERAGE RATIO
|  |  | Multiple | [6 empty] | 1.7619
|  |  | Financial Derisking Costs |  | EUR |  |  | 0 |  | 141163164.2589
|  |  | Policy Derisking Costs |  | EUR |  |  | 776064.3806 |  | 0
|  |  | Present Value of Total Incremental Cost Over 20 Years |  | EUR |  |  | 634453380.1062 |  | 385738144.2206
|  |  | Present Value of Total Savings Due to Derisking Over 20 Years |  | EUR |  |  |  |  | 248715235.8856
METRIC 3 - END-USER AFFORDABILITY
|  |  | Renewable Energy LCOE |  | EUR/kWh |  |  | 0.098897 |  | 0.083456
|  |  | % Change in Renewable Energy LCOE |  | % |  |  |  |  | -15.61%
|  |  | Baseline Energy Mix LCOE |  | EUR/kWh |  |  | 0.059508 |  | 0.059508
|  |  | Incremental Cost |  | EUR/kWh |  |  | 0.03939 |  | 0.023948
METRIC 4 - CARBON ABATEMENT
|  |  |  | Abatement Costs due to Incremental Costs | EUR/tCO2e |  |  | 50.4238 |  | 30.6569
|  |  |  | Abatement Costs due to Financial Derisking Costs | EUR/tCO2e |  |  | 0 |  | 11.2191
|  |  |  | Abatement Costs due to Policy Derisking Costs | EUR/tCO2e |  |  | 0.061678 |  | 0
|  |  | Total Carbon Abatement Costs per t/CO2e |  | EUR/tCO2e |  |  | 50.4855 |  | 41.876
|  |  | % Change in Abatement Costs per t/CO2e |  | % |  |  |  |  | -17.05%
|  |  | Emission Reductions Over 20 Years |  | Mt CO2e |  |  | 12.5824 |  | 12.5824
SENSITIVITY COMMENT
[To come]
G. FINANCING COSTS SENSITIVITY
ASSUMPTION SUBJECT TO SENSITIVITY
|  | Financing Costs | [6 empty] | Financing Costs
|  |  | Base Case Scenario |  | % |  |  |  | 0%
|  |  | Sensitivity Scenario #1 |  | % |  |  |  | +1%
|  |  | Sensitivity Scenario #2 | [5 empty] | -1%
OUTPUTS - #1 SCENARIO
[6 empty] | Pre-derisking |  |  |  | Post-derisking
[6 empty] | Cost of Equity & Cost of Debt |  |  |  | Cost of Equity & Cost of Debt
|  | Cost of Capital |  |  |  | Equity | Public Loan | Commercial Loan with Guarantees | Commercial Loan w/out Guarantees | Equity | Public Loan | Commercial Loan with Guarantees | Commercial Loan w/out Guarantees
|  | Model Country |  |  |  | 16% | NA | NA | 7.5% | 13.43% | NA | NA | 6.274%
|  | Best-in-Class Country |  |  |  | 8% | 0% | 0% | 4% | 8% | 0% | 0% | 4%
|  | Difference |  |  |  | 8% | NA | NA | 3.5% | 5.427% | NA | NA | 2.274%
[6 empty] | Pre-derisking |  |  |  | Post-derisking
[6 empty] | Cost of Equity & Cost of Debt |  |  |  | Cost of Equity & Cost of Debt
|  | Incremental Risk Apportioning to Cost of Equity and Cost of Debt |  |  |  | Equity | Public Loan | Commercial Loan with Guarantees | Commercial Loan w/out Guarantees | Equity | Public Loan | Commercial Loan with Guarantees | Commercial Loan w/out Guarantees
|  | Power Market Risk |  |  |  | 1.571% | 0% | 0% | 0.8126% | 0.9821% | 0% | 0% | 0.5079%
|  | Permits Risk |  |  |  | 0.3865% | NA | NA | NA | 0.2898% | NA | NA | NA
|  | Social Acceptance Risk |  |  |  | 0.2608% | 0% | 0% | 0.1349% | 0.1956% | 0% | 0% | 0.1011%
|  | Resource & Technology Risk |  |  |  | 0.4197% | 0% | 0% | 0.217% | 0.3672% | 0% | 0% | 0.1899%
|  | Grid/Transmission Risk |  |  |  | 1.189% | 0% | 0% | 0.615% | 0.5946% | 0% | 0% | 0.3075%
|  | Counterparty Risk |  |  |  | 1.069% | 0% | 0% | 0.5529% | 0.5346% | 0% | 0% | 0.2765%
|  | Financial Sector Risk |  |  |  | 0.8457% | NA | NA | NA | 0.74% | NA | NA | NA
|  | Political Risk |  |  |  | 1.188% | 0% | 0% | 0.6145% | 1.188% | 0% | 0% | 0.6145%
|  | Currency/Macro Risk |  |  |  | 1.07% | 0% | 0% | 0.5532% | 0.5348% | 0% | 0% | 0.2766%
|  | Total |  |  |  | 8% | NA | NA | 3.5% | 5.427% | 0% | 0% | 2.274%
Renewable Energy
[8 empty] | Pre-derisking |  | Post-derisking
|  | LCOE - Renewable Energy |  |  | EUR/kWh |  |  | 0.10482 |  | 0.079229
|  |  | LCOE - Renewable Energy - Generation Component |  | EUR/kWh |  |  | 0.098217 |  | 0.074238
|  |  | LCOE - Renewable Energy - Grid Interconnection Component |  | EUR/kWh |  |  | 0.0066031 |  | 0.0049907
Renewable Energy
[8 empty] | Pre-derisking |  | Post-derisking
METRIC 1 - INVESTMENT LEVERAGE RATIO
|  |  | Multiple |  |  |  |  | 1.2791 |  | 2.0136
|  |  | Investment in Renewable Energy |  | EUR |  |  | 934558832.1168 |  | 934558832.1168
|  |  | Present Value of FIT/PPA Price Premium Over 20 years |  | EUR |  |  | 729853225.4795 |  | 317651175.5262
|  |  | Financial Derisking Costs |  | EUR |  |  | 0 |  | 142084439.2676
|  |  | Policy Derisking Costs |  | EUR |  |  | 776064.3806 |  | 4388780.0728
METRIC 2 - SAVINGS LEVERAGE RATIO
|  |  | Multiple | [6 empty] | 2.8142
|  |  | Financial Derisking Costs |  | EUR |  |  | 0 |  | 142084439.2676
|  |  | Policy Derisking Costs |  | EUR |  |  | 776064.3806 |  | 4388780.0728
|  |  | Present Value of Total Incremental Cost Over 20 Years |  | EUR |  |  | 729853225.4795 |  | 317651175.5262
|  |  | Present Value of Total Savings Due to Derisking Over 20 Years |  | EUR |  |  |  |  | 412202049.9532
METRIC 3 - END-USER AFFORDABILITY
|  |  | Renewable Energy LCOE |  | EUR/kWh |  |  | 0.10482 |  | 0.079229
|  |  | % Change in Renewable Energy LCOE |  | % |  |  |  |  | -24.41%
|  |  | Baseline Energy Mix LCOE |  | EUR/kWh |  |  | 0.059508 |  | 0.059508
|  |  | Incremental Cost |  | EUR/kWh |  |  | 0.045313 |  | 0.019721
METRIC 4 - CARBON ABATEMENT
|  |  |  | Abatement Costs due to Incremental Costs | EUR/tCO2e |  |  | 58.0058 |  | 25.2456
|  |  |  | Abatement Costs due to Financial Derisking Costs | EUR/tCO2e |  |  | 0 |  | 11.2923
|  |  |  | Abatement Costs due to Policy Derisking Costs | EUR/tCO2e |  |  | 0.061678 |  | 0.3488
|  |  | Total Carbon Abatement Costs per t/CO2e |  | EUR/tCO2e |  |  | 58.0675 |  | 36.8867
|  |  | % Change in Abatement Costs per t/CO2e |  | % |  |  |  |  | -36.48%
|  |  | Emission Reductions Over 20 Years |  | Mt CO2e |  |  | 12.5824 |  | 12.5824
OUTPUTS - #2 SCENARIO
[6 empty] | Pre-derisking |  |  |  | Post-derisking
[6 empty] | Cost of Equity & Cost of Debt |  |  |  | Cost of Equity & Cost of Debt
|  | Cost of Capital |  |  |  | Equity | Public Loan | Commercial Loan with Guarantees | Commercial Loan w/out Guarantees | Equity | Public Loan | Commercial Loan with Guarantees | Commercial Loan w/out Guarantees
|  | Model Country |  |  |  | 14% | NA | NA | 5.5% | 12.07% | NA | NA | 4.975%
|  | Best-in-Class Country |  |  |  | 8% | 0% | 0% | 4% | 8% | 0% | 0% | 4%
|  | Difference |  |  |  | 6% | NA | NA | 1.5% | 4.07% | NA | NA | 0.9745%
[6 empty] | Pre-derisking |  |  |  | Post-derisking
[6 empty] | Cost of Equity & Cost of Debt |  |  |  | Cost of Equity & Cost of Debt
|  | Incremental Risk Apportioning to Cost of Equity and Cost of Debt |  |  |  | Equity | Public Loan | Commercial Loan with Guarantees | Commercial Loan w/out Guarantees | Equity | Public Loan | Commercial Loan with Guarantees | Commercial Loan w/out Guarantees
|  | Power Market Risk |  |  |  | 1.178% | 0% | 0% | 0.3483% | 0.7365% | 0% | 0% | 0.2177%
|  | Permits Risk |  |  |  | 0.2898% | NA | NA | NA | 0.2174% | NA | NA | NA
|  | Social Acceptance Risk |  |  |  | 0.1956% | 0% | 0% | 0.0578% | 0.1467% | 0% | 0% | 0.04335%
|  | Resource & Technology Risk |  |  |  | 0.3147% | 0% | 0% | 0.09301% | 0.2754% | 0% | 0% | 0.08139%
|  | Grid/Transmission Risk |  |  |  | 0.8918% | 0% | 0% | 0.2636% | 0.4459% | 0% | 0% | 0.1318%
|  | Counterparty Risk |  |  |  | 0.8019% | 0% | 0% | 0.237% | 0.4009% | 0% | 0% | 0.1185%
|  | Financial Sector Risk |  |  |  | 0.6343% | NA | NA | NA | 0.555% | NA | NA | NA
|  | Political Risk |  |  |  | 0.8911% | 0% | 0% | 0.2633% | 0.8911% | 0% | 0% | 0.2633%
|  | Currency/Macro Risk |  |  |  | 0.8022% | 0% | 0% | 0.2371% | 0.4011% | 0% | 0% | 0.1185%
|  | Total |  |  |  | 6% | NA | NA | 1.5% | 4.07% | 0% | 0% | 0.9745%
Renewable Energy
[8 empty] | Pre-derisking |  | Post-derisking
|  | LCOE - Renewable Energy |  |  | EUR/kWh |  |  | 0.093057 |  | 0.074033
|  |  | LCOE - Renewable Energy - Generation Component |  | EUR/kWh |  |  | 0.087195 |  | 0.06937
|  |  | LCOE - Renewable Energy - Grid Interconnection Component |  | EUR/kWh |  |  | 0.005862 |  | 0.0046634
Renewable Energy
[8 empty] | Pre-derisking |  | Post-derisking
METRIC 1 - INVESTMENT LEVERAGE RATIO
|  |  | Multiple |  |  |  |  | 1.7269 |  | 2.4758
|  |  | Investment in Renewable Energy |  | EUR |  |  | 934558832.1168 |  | 934558832.1168
|  |  | Present Value of FIT/PPA Price Premium Over 20 years |  | EUR |  |  | 540390950.5152 |  | 233971230.2367
|  |  | Financial Derisking Costs |  | EUR |  |  | 0 |  | 139114602.8754
|  |  | Policy Derisking Costs |  | EUR |  |  | 776064.3806 |  | 4388780.0728
METRIC 2 - SAVINGS LEVERAGE RATIO
|  |  | Multiple | [6 empty] | 2.1353
|  |  | Financial Derisking Costs |  | EUR |  |  | 0 |  | 139114602.8754
|  |  | Policy Derisking Costs |  | EUR |  |  | 776064.3806 |  | 4388780.0728
|  |  | Present Value of Total Incremental Cost Over 20 Years |  | EUR |  |  | 540390950.5152 |  | 233971230.2367
|  |  | Present Value of Total Savings Due to Derisking Over 20 Years |  | EUR |  |  |  |  | 306419720.2785
METRIC 3 - END-USER AFFORDABILITY
|  |  | Renewable Energy LCOE |  | EUR/kWh |  |  | 0.093057 |  | 0.074033
|  |  | % Change in Renewable Energy LCOE |  | % |  |  |  |  | -20.44%
|  |  | Baseline Energy Mix LCOE |  | EUR/kWh |  |  | 0.059508 |  | 0.059508
|  |  | Incremental Cost |  | EUR/kWh |  |  | 0.03355 |  | 0.014526
METRIC 4 - CARBON ABATEMENT
|  |  |  | Abatement Costs due to Incremental Costs | EUR/tCO2e |  |  | 42.9481 |  | 18.5951
|  |  |  | Abatement Costs due to Financial Derisking Costs | EUR/tCO2e |  |  | 0 |  | 11.0563
|  |  |  | Abatement Costs due to Policy Derisking Costs | EUR/tCO2e |  |  | 0.061678 |  | 0.3488
|  |  | Total Carbon Abatement Costs per t/CO2e |  | EUR/tCO2e |  |  | 43.0098 |  | 30.0002
|  |  | % Change in Abatement Costs per t/CO2e |  | % |  |  |  |  | -30.25%
|  |  | Emission Reductions Over 20 Years |  | Mt CO2e |  |  | 12.5824 |  | 12.5824
SENSITIVITY COMMENT
[To come]

## VIII. Report Table
VERSION 1.2 (JULY 2014)
VIII. REPORT TABLE
SOLAR PV TARGET AND RESOURCES
|  | 2030 Target (in MW) |  |  | 736
|  | Capacity Factor (%) |  |  | 21.78%
|  | Total Annual Energy Production for Target (in MWh) |  |  | 1404288
MARGINAL BASELINE
Energy Mix
|  |  | Natural Gas (%) |  | 100%
|  | Grid Emission Factor (tCO2e/MWh) |  |  | 0.448
GENERAL COUNTRY INPUTS
|  | Effective Corporate Tax Rate (%) |  |  | 30%
|  | Public Cost of Capital (%) |  |  | 6%
[5 empty] | Business-as-Usual | Post Derisking
[5 empty] | Scenario | Scenario
FINANCING COSTS
Capital Structure
|  |  | Debt/Equity Split |  | 70%/30% | 72.5%/27.5%
Cost of Debt
|  |  | Concessional public loan |  | NA | 4%
|  |  | Commercial loans with public guarantees |  | NA | NA
|  |  | Commercial loans without public guarantees |  | 6.5% | 5.624%
Loan Tenor
|  |  | Concessional public loan |  | NA | 20 years
|  |  | Commercial loans with public guarantees |  | NA | NA
|  |  | Commercial loans without public guarantees |  | 10 years | 11 years
|  | Cost of Equity |  |  | 15% | 12.75%
|  | Weighted Average Cost of Capital (WACC) (After-tax) |  |  | 7.685% | 5.948%
INVESTMENT
|  | Total Investment (EUR million) |  |  | 934.5588 | 934.5588
Debt (EUR million)
|  |  | Concessional public loan |  | 0 | 338.7776
|  |  | Commercial loans with public guarantees |  | 0 | 0
|  |  | Commercial loans without public guarantees |  | 654.1912 | 338.7776
|  | Equity (EUR million) |  |  | 280.3676 | 257.0037
|  |  | Private Sector Equity |  | NA | NA
|  |  | Public Sector Equity |  | NA | NA
COST OF PUBLIC INSTRUMENTS
Policy Derisking Instruments (EUR million, present value)
|  |  | Power Market Risk Instruments |  | 0.77606 | 2.2109
|  |  | Permits Risk Instruments |  | NA | 0.41592
|  |  | Social Acceptance Risk Instruments |  | NA | 0.51281
|  |  | Resource & Technology Risk Instruments |  | NA | 0.41216
|  |  | Grid/Transmission Risk Instruments |  | NA | 0.41927
|  |  | Counterparty Risk Instruments |  | NA | 0.18615
|  |  | Financial Sector Risk Instruments |  | NA | 0.23158
|  |  |  | Total | 0.77606 | 4.3888
Financial Derisking Instruments (EUR million, present value)
|  |  | Grid/Transmission Risk Instruments |  | NA | 11.642
|  |  | Counterparty Risk Instruments |  | NA | NA
|  |  | Financial Sector Risk Instruments |  | NA | NA
|  |  |  | Public Loans | NA | 96.7936
|  |  |  | Public Guarantees for Commercial Loans | NA | NA
|  |  | Political Risk Instruments |  | NA | NA
|  |  | Currency/Macro Risk Instruments |  | NA | 32.1549
|  |  |  | Total | NA | 140.5905
Direct Financial Incentives (EUR million)
|  |  | Present Value of 20 year PPA Premium |  | 634.4534 | 275.5571
|  |  |  | Funded by domestic public sector | NA | NA
|  |  |  | Funded by international public sector | NA | NA

## IX. Additional Data
VERSION 1.2 (JULY 2014)
IX. ADDITIONAL DATA
This sheet is organised into two sections.
A. Fuel Price Data
|  | B. Operations & Maintenance Data, Wind Energy | [14 empty] | 0.8
A. FUEL PRICE DATA
|  |  |  | MODEL DEFAULT | [5 empty] | USER-DEFINED, LINEAR FUNCTION | [5 empty] | USER-DEFINED, MANUAL ENTRY
|  | Period | Year | Natural gas | Coal | Hydro | Light fuel oil (diesel) | Heavy fuel oil | Geo-thermal | Natural gas | Coal | Hydro | Light fuel oil (diesel) | Heavy fuel oil | Geo-thermal | Natural gas | Coal | Hydro | Light fuel oil (diesel) | Heavy fuel oil | Geo-thermal
EUR
|  | 1 | 2014 | 12.8405 | 11.6932 | 0 | 81.3676 | 57.095 | 0 | 0 | 0 | 0 | 0 | 0 | 0 | 20.2687 | 22 | 0 | 83.1751 | 58.3001 | 0
|  | 2 | 2015 | 14.1458 | 11.8265 | 0 | 83.1751 | 58.3001 | 0 | 0 | 0 | 0 | 0 | 0 | 0 | 20.9225 | 22.71 | 0 | 84.9827 | 59.5051 | 0
|  | 3 | 2016 | 15.451 | 11.9597 | 0 | 84.9827 | 59.5051 | 0 | 0 | 0 | 0 | 0 | 0 | 0 | 21.3584 | 23.18 | 0 | 86.7902 | 60.7101 | 0
|  | 4 | 2017 | 16.7563 | 12.0929 | 0 | 86.7902 | 60.7101 | 0 | 0 | 0 | 0 | 0 | 0 | 0 | 21.7943 | 23.66 | 0 | 88.5978 | 61.9152 | 0
|  | 5 | 2018 | 18.0615 | 12.2262 | 0 | 88.5978 | 61.9152 | 0 | 0 | 0 | 0 | 0 | 0 | 0 | 22.2302 | 24.13 | 0 | 90.4053 | 63.1202 | 0
|  | 6 | 2019 | 19.3668 | 12.3594 | 0 | 90.4053 | 63.1202 | 0 | 0 | 0 | 0 | 0 | 0 | 0 | 22.6661 | 24.6 | 0 | 92.2129 | 64.3252 | 0
|  | 7 | 2020 | 20.6721 | 12.4926 | 0 | 92.2129 | 64.3252 | 0 | 0 | 0 | 0 | 0 | 0 | 0 | 23.102 | 25.08 | 0 | 94.0204 | 65.5303 | 0
|  | 8 | 2021 | 21.9773 | 12.6259 | 0 | 94.0204 | 65.5303 | 0 | 0 | 0 | 0 | 0 | 0 | 0 | 23.5814 | 25.6 | 0 | 95.828 | 66.7353 | 0
|  | 9 | 2022 | 23.2826 | 12.7591 | 0 | 95.828 | 66.7353 | 0 | 0 | 0 | 0 | 0 | 0 | 0 | 24.0609 | 26.12 | 0 | 97.6355 | 67.9403 | 0
|  | 10 | 2023 | 24.5878 | 12.8923 | 0 | 97.6355 | 67.9403 | 0 | 0 | 0 | 0 | 0 | 0 | 0 | 24.5404 | 26.64 | 0 | 99.4431 | 69.1454 | 0
|  | 11 | 2024 | 25.8931 | 13.0255 | 0 | 99.4431 | 69.1454 | 0 | 0 | 0 | 0 | 0 | 0 | 0 | 25.0199 | 27.16 | 0 | 101.2506 | 70.3504 | 0
|  | 12 | 2025 | 27.1983 | 13.1588 | 0 | 101.2506 | 70.3504 | 0 | 0 | 0 | 0 | 0 | 0 | 0 | 25.4993 | 27.68 | 0 | 103.0582 | 71.5554 | 0
|  | 13 | 2026 | 28.5036 | 13.292 | 0 | 103.0582 | 71.5554 | 0 | 0 | 0 | 0 | 0 | 0 | 0 | 26.066 | 28.29 | 0 | 104.8657 | 72.7605 | 0
|  | 14 | 2027 | 29.8088 | 13.4252 | 0 | 104.8657 | 72.7605 | 0 | 0 | 0 | 0 | 0 | 0 | 0 | 26.6326 | 28.91 | 0 | 106.6733 | 73.9655 | 0
|  | 15 | 2028 | 31.1141 | 13.5585 | 0 | 106.6733 | 73.9655 | 0 | 0 | 0 | 0 | 0 | 0 | 0 | 27.1993 | 29.52 | 0 | 108.4808 | 75.1705 | 0
|  | 16 | 2029 | 32.4194 | 13.6917 | 0 | 108.4808 | 75.1705 | 0 | 0 | 0 | 0 | 0 | 0 | 0 | 27.7659 | 30.14 | 0 | 110.2884 | 76.3756 | 0
|  | 17 | 2030 | 33.7246 | 13.8249 | 0 | 110.2884 | 76.3756 | 0 | 0 | 0 | 0 | 0 | 0 | 0 | 28.3326 | 30.75 | 0 | 112.0959 | 77.5806 | 0
|  | 18 | 2031 | 35.0299 | 13.9582 | 0 | 112.0959 | 77.5806 | 0 | 0 | 0 | 0 | 0 | 0 | 0 | 28.9864 | 31.46 | 0 | 113.9035 | 78.7857 | 0
|  | 19 | 2032 | 36.3351 | 14.0914 | 0 | 113.9035 | 78.7857 | 0 | 0 | 0 | 0 | 0 | 0 | 0 | 29.6403 | 32.17 | 0 | 115.711 | 79.9907 | 0
|  | 20 | 2033 | 37.5776 | 14.2246 | 0 | 115.711 | 79.9907 | 0 | 0 | 0 | 0 | 0 | 0 | 0 | 30.2941 | 32.88 | 0 | 118.3165 | 81.7277 | 0
|  | 21 | 2034 | 38.82 | 14.8279 | 0 | 118.3165 | 81.7277 | 0 | 0 | 0 | 0 | 0 | 0 | 0 | 30.9479 | 33.59 | 0 | 120.922 | 83.4647 | 0
|  | 22 | 2035 | 40.0624 | 15.4312 | 0 | 120.922 | 83.4647 | 0 | 0 | 0 | 0 | 0 | 0 | 0 | 31.6017 | 34.3 | 0 | 123.5275 | 85.2017 | 0
|  | 23 | 2036 | 41.3049 | 16.0345 | 0 | 123.5275 | 85.2017 | 0 | 0 | 0 | 0 | 0 | 0 | 0 | 32.3863 | 35.15 | 0 | 126.133 | 86.9387 | 0
|  | 24 | 2037 | 42.5473 | 16.6378 | 0 | 126.133 | 86.9387 | 0 | 0 | 0 | 0 | 0 | 0 | 0 | 33.1709 | 36 | 0 | 128.7385 | 88.6757 | 0
|  | 25 | 2038 | 43.7897 | 17.2411 | 0 | 128.7385 | 88.6757 | 0 | 0 | 0 | 0 | 0 | 0 | 0 | 33.9555 | 36.86 | 0 | 131.344 | 90.4127 | 0
|  | 26 | 2039 | 45.0321 | 17.8444 | 0 | 131.344 | 90.4127 | 0 | 0 | 0 | 0 | 0 | 0 | 0 | 34.7401 | 37.71 | 0 | 133.9495 | 92.1497 | 0
|  | 27 | 2040 | 46.2746 | 18.4477 | 0 | 133.9495 | 92.1497 | 0 | 0 | 0 | 0 | 0 | 0 | 0 | 35.5247 | 38.56 | 0 | 136.555 | 93.8867 | 0
|  | 28 | 2041 | 47.517 | 19.051 | 0 | 136.555 | 93.8867 | 0 | 0 | 0 | 0 | 0 | 0 | 0 | 36.4517 |  | 0 | 139.1605 | 95.6237 | 0
|  | 29 | 2042 | 48.7594 | 19.6543 | 0 | 139.1605 | 95.6237 | 0 | 0 | 0 | 0 | 0 | 0 | 0 | 37.3787 |  | 0 | 141.766 | 97.3607 | 0
|  | 30 | 2043 | 50.0019 | 20.2576 | 0 | 141.766 | 97.3607 | 0 | 0 | 0 | 0 | 0 | 0 | 0 | 38.3057 |  | 0 | 144.3715 | 99.0977 | 0
|  | 31 | 2044 | 51.2443 | 20.8609 | 0 | 144.3715 | 99.0977 | 0 | 0 | 0 | 0 | 0 | 0 | 0 | 39.2402 |  | 0 | 146.977 | 100.8347 | 0
|  | 32 | 2045 | 52.4867 | 21.4642 | 0 | 146.977 | 100.8347 | 0 | 0 | 0 | 0 | 0 | 0 | 0 | 40.1671 |  | 0 | 149.5825 | 102.5717 | 0
|  | 33 | 2046 | 53.7292 | 22.0675 | 0 | 149.5825 | 102.5717 | 0 | 0 | 0 | 0 | 0 | 0 | 0 | 41.0941 |  | 0 | 152.188 | 104.3087 | 0
|  | 34 | 2047 | 54.9716 | 22.6708 | 0 | 152.188 | 104.3087 | 0 | 0 | 0 | 0 | 0 | 0 | 0 | 42.0211 |  | 0 | 154.7935 | 106.0457 | 0
|  | 35 | 2048 | 56.214 | 23.2741 | 0 | 154.7935 | 106.0457 | 0 | 0 | 0 | 0 | 0 | 0 | 0 | 42.9556 |  | 0 | 157.399 | 107.7827 | 0
|  | 36 | 2049 | 57.4565 | 23.8775 | 0 | 157.399 | 107.7827 | 0 | 0 | 0 | 0 | 0 | 0 | 0 | 43.8826 |  | 0 | 160.0045 | 109.5197 | 0
|  | 37 | 2050 | 58.6989 | 24.4808 | 0 | 160.0045 | 109.5197 | 0 | 0 | 0 | 0 | 0 | 0 | 0 | 44.8096 |  | 0 | 162.61 | 111.2567 | 0
|  | 38 | 2051 | 59.9413 | 25.0841 | 0 | 162.61 | 111.2567 | 0 | 0 | 0 | 0 | 0 | 0 | 0 | 45.7366 |  | 0 | 165.2155 | 112.9937 | 0
|  | 39 | 2052 | 61.1838 | 25.6874 | 0 | 165.2155 | 112.9937 | 0 | 0 | 0 | 0 | 0 | 0 | 0 | 46.671 |  | 0 | 167.821 | 114.7307 | 0
|  | 40 | 2053 | 62.4262 | 26.2907 | 0 | 167.821 | 114.7307 | 0 | 0 | 0 | 0 | 0 | 0 | 0 |  |  | 0 | 170.4265 | 116.4677 | 0
41
42
43
44
45
46
47
48
49
50
B. OPERATIONS & MAINTENANCE DATA, WIND ENERGY
|  | Period | O&M/MW
installed
(in €)
|  | 1 | 6995.604
|  | 2 | 11542.74
|  | 3 | 16089.876
|  | 4 | 20637.012
|  | 5 | 25184.148
|  | 6 | 29731.284
|  | 7 | 34278.42
|  | 8 | 38825.556
|  | 9 | 43372.692
|  | 10 | 47919.828
|  | 11 | 52466.964
|  | 12 | 57014.1
|  | 13 | 61561.236
|  | 14 | 66108.372
|  | 15 | 70655.508
|  | 16 | 75202.644
|  | 17 | 79749.78
|  | 18 | 84296.916
|  | 19 | 88844.052
|  | 20 | 93391.188

## X. Supplementary Info
VERSION 1.2 (JULY 2014)
X. SUPPLEMENTARY INFO
The tool's LCOE calculations are based on the formula used by the Energy research Centre for the Netherlands and is as follows
Where,
% Equity Capital = portion of the investment funded by equity investors
O&M Expense = operations and maintenance expenses
Debt Financing Costs = interest & principal payments on debt
Depreciation = depreciation on fixed assets
Cost of Equity = after-tax target equity IRR

## IX. Notes
VERSION 1.2 (JULY 2014)
XI. USER NOTES
This sheet is left blank for user notes
1. Costing of Public Instruments
Cost of Take or Pay
|  |  | Annual energy production |  | MWh | 1404288
|  |  | Post derisking tariff |  | EUR/MWh | 76.6153
|  |  | Annual EUR production |  |  | 107589992.8026
|  |  | Full Days per Year with Grid Issues |  | Days | 3.65
|  |  | Equivalent Percentage of days/year |  | % | 1%
|  |  | Year |  |  | 0 | 1 | 2 | 3 | 4 | 5 | 6 | 7 | 8 | 9 | 10 | 11 | 12 | 13 | 14 | 15 | 16 | 17 | 18 | 19 | 20
|  |  | Cost of Lost Annual Production |  | EUR | 0 | 1075899.928 | 1075899.928 | 1075899.928 | 1075899.928 | 1075899.928 | 1075899.928 | 1075899.928 | 1075899.928 | 1075899.928 | 1075899.928 | 1075899.928 | 1075899.928 | 1075899.928 | 1075899.928 | 1075899.928 | 1075899.928 | 1075899.928 | 1075899.928 | 1075899.928 | 1075899.928
|  |  | Public cost of capital |  | % | bar: 1% 0
|  |  | PV of Cost of Take or Pay Clause |  |  | 1% 0: 11641969.258
Cost of Partial Indexing
|  |  | Annual energy production |  | MWh | 1% 0: 1404288
|  |  | Post derisking tariff |  | EUR/MWh | 1% 0: 76.6153
|  |  | Annual Cost of Production |  |  | 1% 0: 107589992.8026
|  |  | Annual depreciation local vs EUR |  | % | bar: 1% 0
|  |  | Year |  |  | 0 | 1 | 2 | 3 | 4 | 5 | 6 | 7 | 8 | 9 | 10 | 11 | 12 | 13 | 14 | 15 | 16 | 17 | 18 | 19 | 20
|  |  | Annual Cost of Production LOC |  |  | 107589992.8026 | 111893592.5147 | 116369336.2153 | 121024109.6639 | 125865074.0505 | 130899677.0125 | 136135664.093 | 141581090.6567 | 147244334.283 | 153134107.6543 | 159259471.9605 | 165629850.8389 | 172255044.8725 | 179145246.6674 | 186311056.5341 | 193763498.7954 | 201514038.7472 | 209574600.2971 | 217957584.309 | 226675887.6814 | 235742923.1886
|  |  | Marginal cost due to currency depreciation |  |  | 0 | -4303599.7121 | -4475743.7006 | -4654773.4486 | -4840964.3866 | -5034602.962 | -5235987.0805 | -5445426.5637 | -5663243.6263 | -5889773.3713 | -6125364.3062 | -6370378.8784 | -6625194.0336 | -6890201.7949 | -7165809.8667 | -7452442.2614 | -7750539.9518 | -8060561.5499 | -8382984.0119 | -8718303.3724 | -9067035.5073
Public cost of capital | bar: 4% 0
|  |  | PV of marginal cost due to currency depreciation |  |  | 4% 0: -64309877.4009
|  |  | % indexation |  |  | 4% 0: 50%
|  |  | Cost of partial indexing product |  |  | 4% 0: -32154938.7004
2. Balancing Cost Sensitivity
Two components
1) Capital Recovery - Cost to have a balancing plant laying idle on standby
2) Fuel Costs - the costs arising from higher fuel cost when the balancing plant is used, due to ineffeciencies from lower use
See also Balancing Cost LCOE model
Capital Recovery (Investment Cost and O&M (non fuel) for Balancing Gas)
|  |  | Wind Capacity Factor |  |  | 4% 1: %; 4% 2: 30%
|  |  | Wind Capacity Value |  |  | 4% 1: %; 4% 2: 7.5%; 4% 4: From American Tradition Institute Report
|  |  | MW Wind Installed Capacity |  |  | 4% 1: MW; 4% 2: 100
|  |  |  | MW Balancing Gas Installed Capacity |  | 4% 1: MW; 4% 2: 75
|  |  | Solar PV Capacity Factor |  |  | 4% 1: %; 4% 2: 21.8%
|  |  | Solar PV Capacity Value |  |  | 4% 1: %; 4% 2: 15%; 4% 4: UNDP estimate. Based on demand curve for Tunisia (peaks lunchtime/afternoon)
|  |  | Solar PV Installed Capacity |  |  | 4% 1: MW; 4% 2: 100
|  |  |  | MW Balancing Gas Installed Capacity |  | 4% 1: MW; 4% 2: 31.1927
Combined Cycle Gas Turbine Plants
|  |  | LCOE - Capital recovery (100%) |  |  | 4% 1: EUR/kWh; 4% 2: 0.015621; 4% 4: From LCOE model, zeroing out fuel costs
|  |  |  | LCOE - Capital Recovery for Wind |  | 4% 1: EUR/kWh; 4% 2: 0.011715
|  |  |  | LCOE - Capital Recovery for Solar PV |  | 4% 1: EUR/kWh; 4% 2: 0.0048725
Fuel Cost
|  |  |  | Normal efficiency of CCGT plant |  | 4% 1: %; 4% 2: 52.7%; 4% 4: Assumption used in base case model
|  |  |  | Efficiency of CCGT when used for balancing |  | 4% 1: %; 4% 2: 34.5%; 4% 4: Conservative assumption based on efficiency of single cycle gas turbine needed for ramping. Tunisia figure
|  |  |  | Fuel savings for CCGT plant when used to balance wind |  | 4% 1: %; 4% 2: 15%; 4% 4: From American Tradition Institute Report
|  |  |  | Load factor for use of CCGT plant when used to balance wind |  | 4% 1: %; 4% 2: 15%; 4% 4: UNDP assumption, based on American Tradition Institute Report
|  |  | LCOE - Additional Fuel Costs from Inefficiency for CCGT (100%) |  |  | 4% 1: EUR/kWh; 4% 2: 0.024; 4% 4: From LCOE model. LCOE @ 52.7% = Eur 0.060. LCOE @ 34.5% EUR 0.084. Difference = EUR 0.024
|  |  |  | LCOE - Additional Fuel Costs for CCGT when balancing wind |  | 4% 1: EUR/kWh; 4% 2: 0.0036
|  |  |  | LCOE - Capital Recovery for Solar PV |  | 4% 1: EUR/kWh; 4% 2: 0.0036
Total Balancing Costs
|  |  |  | Wind Energy |  | 4% 1: EUR/kWh; 4% 2: 0.015315
|  |  |  | Solar PV |  | 4% 1: EUR/kWh; 4% 2: 0.0084725

## Backup (hidden)
WIND, VERSION 1.0 (APRIL 2013)
BACKUP
| BASELINE |  | WIND MODEL - PREDERISKING |  | WIND MODEL - POST DERISKING
| InstrumentSelectionMB | Y | Prederisking | Y | PostDeriskingInputMethod | Risk Waterfall
|  | N |  | N |  | Manual Entry
[5 empty] | Selection | Y
N
|  |  | O&M Costing Method | Model Default
|  |  |  | User-defined, inflation adjusted | Effectiveness (Equity) | 100%
75%
| Fuel Cost | Model Default |  |  |  | 50%
|  | User-defined, annually adjusted |  |  |  | 25%
|  | User-defined, linear function |  |  |  | 0%
Manual Entry
[5 empty] | Effectiveness (Debt) | 100%
75%
50%
25%
0%
[5 empty] | Time Effect | 100%
75%
50%
25%
0%
Policy Instrument Costing
Lump Sum
Annual Cost
[5 empty] | Paid-in Capital Multiplier | Yes
No